## Home Upgrade Calculator
Customer Information
Customer Last Name
| SoCalREN Home Upgrade Incentive Calculator | [12 empty] | Customer Street Address
Project Number
|  | This calculator estimates the energy savings and incentives associated with installed measures completed under Energy Upgrade California Home Upgrade®. In order to qualify for rebate each project must meet all Home Upgrade requirements. | [11 empty] | Home Upgrade Requirements4, 5
Each Home Upgrade project must meet all of the following: 1. Minimum of 10% energy savings or $1,200. 2. At least three (3) qualifying measures installed. 3. At least one (1) base measure installed.
Directions: Input your project information into the light blue cells in Steps 1, 2 and 4. Review your results in the gray cells in Steps 3 and 4. You may reset the calculator using the button on the top right hand side of the screen.
|  | Step 1: Describe Existing Home Conditions | Choose the appropriate characteristic below: | [9 empty] | Step 3: Verify Estimated Energy Savings Results | [6 empty] | 2nd Baseline Energy Savings Results
|  | Climate Zone | [13 empty] | Savings |  | Percent Saved | Cost | 2nd Baseline (Code) | Energy (kWh) | #N/A
|  | Vintage | [16 empty] | Gross |  | Demand (kW) | #N/A
|  | Floor Construction | [12 empty] | Energy (kWh) | #N/A |  | #N/A | 0 |  | Energy (therms) | #N/A
|  | Existing Central Air Conditioning Present? | [12 empty] | Demand (kW) | #N/A |  | #N/A | Incremental |  | Overall | #N/A
|  | Heating | [12 empty] | Energy (therms) | #N/A |  | #N/A | 0 | Cost | Gross | 0
|  | Water Heating | [14 empty] | Overall | #N/A |  |  | Incremental | 0
|  | Number of Stories | [18 empty] | EUL | 0
[21 empty] | RUL | 0
|  | Additional Home Characteristics | [10 empty] | 2nd Baseline |  | Energy (kWh) | 0 |  | 0
|  | Characteristic Name | Default | Override | Units | [7 empty] | (code) |  | Demand (kW) | 0 |  | 0 |  |  | 0
| HC1 | Conditioned Floor Area |  |  | Square feet | [9 empty] | Energy (therms) | 0 |  | 0
| HC2 | Window area:Floor Area |  |  | Ratio of window area to floor area | [11 empty] | Overall | Climate Zone
[21 empty] | IR | 0
|  | Step 2: Select Upgrade Measures Installed | Was the measure installed? Choose Yes/No | Existing Baseline Default | Existing Baseline Override | Code Baseline Default | Code Baseline Override | Measure Default | Measure Override | Units |  |  | Step 4: Estimate the Incentive
| M1.1 | Whole Building Air Sealing - ≥15% leakage reduction1,2,6 - $250 | No |  |  | 0% |  | 0% |  | Percent leakage reduction relative to baseline
| M1.2 | Whole Building Air Sealing - ≥30% leakage reduction1 - $300 | No | [11 empty] | Dollars |  |  | 0
| M2 | Insulate Ductwork to ≥R-8 - $250 | No | [11 empty] | Meets three measure minimum? |  |  | No
| M3.1a | Reduce Duct Leakage to ≤10% 1,2 - $200 | No | [11 empty] | Meets base measure minimum? |  |  | No
| M3.1b | Reduce Duct Leakage to ≤ 10% (Duct Leakage to the Outside (LTO))1,2 | No | [11 empty] | Base measure bonuses
| M3.2a | Reduce Duct Leakage to ≤5% 1,2 - $350 | No | [11 empty] | Meets at least 10% Energy Savings? |  |  | #N/A |  | Error message table:
| M3.2b | Reduce Duct Leakage to ≤6% (Duct Leakage to the Outside)1,2 | No
| M4.1 | Insulate Attic - ≥R381,2 - $400 | No | [11 empty] | Meets 10% or $1,200? |  |  | #N/A
| M4.2 | Insulate Attic - ≥R441,2 - $500 | No | [13 empty] | What is the final project cost? | 0
| M5 | Insulate Floor to ≥R-19 - $400 | No | [11 empty] | Estimated Incentive (max $3,000) |  |  | 0
| M6 | Wall Insulation to ≥R-13 - $400 | No
| M7a | High Performance Dual Pane Windows - U-Factor ≤0.30 - $700 | No
| M7b | High Performance Windows, Solar Heat Gain Coefficient (SHGC) - ≤0.25 (Must replace a minimum of 14% of the conditioned floor area; if 100% of the residential windows is less than 14% then all windows must be replaced.) | No
| M8.2 | Split/Packaged Central Air Conditioner ≥15 SEER (≥80% AFUE for Packaged Systems)- $500 | No
| M9.1 | Natural Gas Central Furnace - ≥92% AFUE2 - $350 | No
| M9.2 | Natural Gas Central Furnace - ≥95% AFUE2 - $400 | No
| M9.3 | Natural Gas Gravity Wall Furnace - ≥70% AFUE2 - $250 | No
| M11 | Electric Domestic Hot Water (DHW)2 - $500 | No | [16 empty] | At least one base measure must be selected.
| M12 | Gas Storage DHW EF ≥.67 and ≤.692 - $200 | No | [16 empty] | At least three measures must be selected.
| M13 | Gas Storage DHW EF ≥.702 - $300 | No | [16 empty] | #N/A
| M14 | Gas Tankless DHW - EF ≥0.822 - $500 | No
| M15 | Hot Water Pipe Wrap4 | No
| M16 | Thermostatic Shut-Off Valve3 | No
| M17 | Thermostatic Shut-Off Valve & Low-Flow3 | No
|  | Describe Home Type |  |  | 1st Baseline |  | Energy (kWh) | #N/A | #N/A | Measures Applied* | 0 | [6 empty] | Optional Overrides
|  | Climate Zone | 0 |  | (existing) |  | Demand (kW) | #N/A | #N/A | [8 empty] | Hidden for normal use.
|  | Vintage | 0 |  |  |  | Energy (therms) | #N/A | #N/A | Gross Cost | 0
SOG |  | Floor Construction | 0 |  |  |  |  | Overall | #N/A | Incremental Cost | 0
nAC |  | Air Conditioning | 0
GF |  | Heating | 0 |  | 2nd Baseline |  | Energy (kWh) | #N/A | #N/A | EUL | 0
0WH |  | Water Heating | 0 |  | (code) |  | Demand (kW) | #N/A | #N/A | IR | 0
0FL |  | Number of Stories | 0 |  |  |  | Energy (therms) | #N/A | #N/A
|  | Additional Home Characterstics | Default | Units |  |  |  | Overall | #N/A | [8 empty] | Override
| HC1 | Conditioned Floor Area | #VALUE! | Square feet
| HC2 | Ratio of Window area to Floor Area | #VALUE! | Ratio | [7 empty] | *There are 0 measure(s) selected but not applicable and therefore not applied.
|  | Measures to Include in Package |  | Existing Baseline | Code Baseline | Measure | [11 empty] | Existing Baseline | Code Baseline | Measure
| ID |  | Apply Measure? | Default | Default | Default | Units |  |  |  | Notes | [6 empty] | Override | Override | Override
| M1.1 | Reduce Building Leakage (15%) | No | 0% | 0% | 0% | Percent leakage reduction relative to baseline
| M1.2 | Reduce Building Leakage (30%) | No | 0% | 0% | 0% | Percent leakage reduction relative to baseline |  |  |  | N/A if Vintage is 93-01
| M2 | Insulate Duct (R8) | No | #VALUE! | #VALUE! | #VALUE! | R-value of duct insulation |  |  |  | N/A if No AC + Wall Furnace
| M3.1a | Reduce Duct Leakage (10%) | No | #VALUE! | #VALUE! | #VALUE! | Percent total duct leakage |  |  |  | N/A if No AC + Wall Furnace
| M3.1b | (Equivalent entry as % Duct Leakage to Outside Air) |  | #VALUE! | #VALUE! | #VALUE! | Percent duct leakage to outside air
| M3.2a | Reduce Duct Leakage (5%) | No | #VALUE! | #VALUE! | #VALUE! | Percent total duct leakage |  |  |  | N/A if No AC + Wall Furnace
| M3.2b | (Equivalent entry as % Duct Leakage to Outside Air) |  | #VALUE! | #VALUE! | #VALUE! | Percent duct leakage to outside air
| M4.1 | Insulate Attic (R30/R38) | No | #VALUE! | #VALUE! | #VALUE! | R-value of attic insulation |  |  |  | Measure level based on climate zone
| M4.2 | Insulate Attic (R44) | No | #VALUE! | #VALUE! | #VALUE! | R-value of attic insulation
| M5 | Insulate Floor (R19) | No | #VALUE! | #VALUE! | #VALUE! | R-value of floor insulation |  |  |  | N/A if Slab-on-grade
| M6 | Insulate Wall (R13) | No | #VALUE! | #VALUE! | #VALUE! | R-value of wall insulation
| M7a | High Performance Windows (U0.30, SHGC0.25) | No | #VALUE! | #VALUE! | #VALUE! | U-value of window
| M7b | (Enter U-Value and SHGC) |  | #VALUE! | #VALUE! | #VALUE! | SHGC of window
| M8.2 | Efficient Air Conditioner (SEER 15) | No | #VALUE! | #VALUE! | #VALUE! | SEER |  |  |  | N/A if no AC
| M9.1 | Efficient Furnace (AFUE 92%) | No | #VALUE! | #VALUE! | #VALUE! | AFUE |  |  |  | N/A if Wall Furnace
| M9.2 | Efficient Furnace (AFUE 95%) | No | #VALUE! | #VALUE! | #VALUE! | AFUE |  |  |  | N/A if Wall Furnace
| M9.3 | Efficient Wall Furnace (AFUE 70%) | No | #VALUE! | #VALUE! | #VALUE! | AFUE |  |  |  | N/A if Furnace
| M11 | Efficient Electric Water Heater (200 EF) | No | #VALUE! | #VALUE! | #VALUE! | Energy Factor |  |  |  | N/A if Gas Water Heating
| M12 | Efficient Gas Water Heater (67 EF) | No | #VALUE! | #VALUE! | #VALUE! | Energy Factor |  |  |  | N/A if Electric Water Heating | [8 empty] | No
| M13 | Efficient Gas Water Heater (70 EF) | No | #VALUE! | #VALUE! | #VALUE! | Energy Factor |  |  |  | N/A if Electric Water Heating | [6 empty] | No overrides | No overrides | overrides
| M14 | Tankless Gas Water Heater (82 EF) | No | #VALUE! | #VALUE! | #VALUE! | Energy Factor |  |  |  | N/A if Electric Water Heating | [6 empty] | for DHW | for DHW
| M15 | Hot Water Pipe Wrap (1.0 Inch) | No | #VALUE! | #VALUE! | #VALUE! | None/Wrap | [10 empty] | measure | measure
| M16 | Shower Thermostatic Shut-Off Valve | No | #VALUE! | #VALUE! | #VALUE! | None/Valve |  |  |  | N/A if Tankless Gas Water Heater | [6 empty] | baselines | baselines
| M17 | Shower Thermostatic Shut-Off Valve & Low-Flow Showerhead | No | #VALUE! | #VALUE! | #VALUE! | None/Valve & Low-Flow Showerhead |  |  |  | N/A if Tankless Gas Water Heater
| M18 | Auto Diverting Tub Spout with Thermostatic Shut-Off Valve | No | #VALUE! | #VALUE! | #VALUE! | None/Valve & Auto Diverting Tub Spout |  |  |  | N/A if Tankless Gas Water Heater
Defaults Database Instruction
Gray text is static, Black text varies with inputs. |  |  | Cooling | Heating | Floor | Climate Zone | Stories | Vintage
|  |  | 0 | 0 | 0 | #N/A | 0 | 0
Regression Model Inputs | [9 empty] | Acceptable Ranges
[10 empty] | 1-Story |  | 2-Story
| ID | Variable | Existing Baseline |  | Code Baseline |  | Measure |  | If Code=Measure, 1,0 | Low | High | Low | High
| HC1 | Floor area | #VALUE! | [6 empty] | 645 | 1613 | 1290 | 3225
| HC2 | Window area:Floor Area | #VALUE! | Default ACHn |  | Default ACHn |  | Default ACHn |  | 0.115 | 0.2
No | M1 | Reduce Building Leakage | #VALUE! | #N/A | #VALUE! | #N/A | #VALUE! | #N/A | #VALUE! | 0.00032 | 0.001
No | M2 | Insulate Duct | #VALUE! |  | #VALUE! |  | #VALUE! |  | #VALUE! | 0.01 | 8
No | M3 | Reduce Duct Leakage | #VALUE! |  | #VALUE! |  | #VALUE! |  | #VALUE! | 0.06 | 0.35
No | M4 | Insulate Attic | #VALUE! |  | #VALUE! |  | #VALUE! |  | #VALUE! | 0.01 | 44
No | M5 | Insulate Floor | #VALUE! |  | #VALUE! |  | #VALUE! |  | #VALUE! | 0.01 | 19
No | M6 | Insulate Wall | #VALUE! |  | #VALUE! |  | #VALUE! |  | #VALUE! | 0.01 | 14
No | M7a | High Performance Windows, U | #VALUE! |  | #VALUE! |  | #VALUE! |  | #VALUE! | 1 | 4
|  |  | U | SHGC | U | SHGC | U | SHGC
|  |  | #VALUE! | #VALUE! | #VALUE! | #VALUE! | #VALUE! | #VALUE!
No | M8 | Efficient Air Conditioner | #VALUE! |  | #VALUE! |  | #VALUE! |  | #VALUE! | 10 | 16
No | M9 | Efficient Furnace | #VALUE! |  | #VALUE! |  | #VALUE! |  | #VALUE! | 78 | 95
Regression Model Results for HVAC-Interactive Measures
|  | Unique ID | Scenario | Impact | Impact/Area | Impact | as kBtu
|  | #N/A | Base | kWh | #N/A | #N/A | #N/A
|  | #N/A | Base | kW | #N/A | #N/A
|  | #N/A | Base | therms | #N/A | #N/A | #N/A
|  | #N/A | Code | kWh | #N/A | #N/A | #N/A
|  | #N/A | Code | kW | #N/A | #N/A
|  | #N/A | Code | therms | #N/A | #N/A | #N/A
|  | #N/A | Measure | kWh | #N/A | #N/A | #N/A
|  | #N/A | Measure | kW | #N/A | #N/A
|  | #N/A | Measure | therms | #N/A | #N/A | #N/A
| DHW Measure Savings | [10 empty] | Interaction Accounting
[13 empty] | Exist: | Code:
|  |  |  | Water Heating | Climate Zone | [6 empty] | kWh | #VALUE! | #VALUE!
|  |  |  | 0 | 0 | [6 empty] | kW | #VALUE! | #VALUE!
[7 empty] | 1: | 2: |  |  |  | therm | #VALUE! | #VALUE!
| Yes or No if not N/A | Ref_Code | Water Heating | Vintage | Climate Zone |  | 1st Baseline Savings | 2nd Baseline Savings | Factor Unit | Factor | Adjusted 1st Baseline Savings | Adjusted 2nd Baseline Savings | Existing Baseline % Savings | Code Baseline % Savings | 1st Baseline Savings | 2nd Baseline Savings
M11 | No | =M11 | 0 |  | 0 | kWh Savings | 0 | 0 | None | 1 | 0 | 0 | #VALUE! | #VALUE!
|  | Efficient Electric Water Heater (200 EF) |  |  |  | kW Savings | 0 | 0 | None | 1 | 0 | 0 | #VALUE! | #VALUE!
|  | Ref_Code | Water Heating | Vintage | Climate Zone | therm Savings | 0 | 0 | None | 1 | 0 | 0 | #VALUE! | #VALUE!
M12 | No | =M12 | 0 |  | 0 | kWh Savings | 0 | 0 | None | 1 | 0 | 0 | #VALUE! | #VALUE!
|  | Efficient Gas Water Heater (67 EF) |  |  |  | kW Savings | 0 | 0 | None | 1 | 0 | 0 | #VALUE! | #VALUE!
|  | Ref_Code | Water Heating | Vintage | Climate Zone | therm Savings | 0 | 0 | None | 1 | 0 | 0 | #VALUE! | #VALUE!
M13 | No | =M13 | 0 |  | 0 | kWh Savings | 0 | 0 | None | 1 | 0 | 0 | #VALUE! | #VALUE!
|  | Efficient Gas Water Heater (70 EF) |  |  |  | kW Savings | 0 | 0 | None | 1 | 0 | 0 | #VALUE! | #VALUE!
|  | Ref_Code | Water Heating | Vintage | Climate Zone | therm Savings | 0 | 0 | None | 1 | 0 | 0 | #VALUE! | #VALUE!
M14 | No | =M14 | 0 |  | 0 | kWh Savings | 0 | 0 | None | 1 | 0 | 0 | #VALUE! | #VALUE!
|  | Tankless Gas Water Heater (82 EF) |  |  |  | kW Savings | 0 | 0 | None | 1 | 0 | 0 | #VALUE! | #VALUE!
|  | Ref_Code | Water Heating | Vintage | Climate Zone | therm Savings | 0 | 0 | None | 1 | 0 | 0 | #VALUE! | #VALUE!
M15 | No | =M15 |  |  | 0 | kWh Savings | 0 | 0 | Length | 1 | 0 | 0 |  |  | #VALUE! | #VALUE!
|  | Hot Water Pipe Wrap (1.0 Inch) |  |  |  | kW Savings | 0 | 0 | Length | 1 | 0 | 0 |  |  | #VALUE! | #VALUE!
|  | Ref_Code | Water Heating | Vintage | Climate Zone | therm Savings | 0 | 0 | Length | 1 | 0 | 0 |  |  | #VALUE! | #VALUE!
M16 | No | =M16 | 0 |  | 0 | kWh Savings | 0 | 0 | Install | 1 | 0 | 0 |  |  | #VALUE! | #VALUE!
|  | Shower Thermostatic Shut-Off Valve |  |  |  | kW Savings | 0 | 0 | Install | 1 | 0 | 0 |  |  | #VALUE! | #VALUE!
|  | Ref_Code | Water Heating | Vintage | Climate Zone | therm Savings | 0 | 0 | Install | 1 | 0 | 0 |  |  | #VALUE! | #VALUE!
M17 | No | =M17 | 0 |  | 0 | kWh Savings | 0 | 0 | Install | 1 | 0 | 0 |  |  | #VALUE! | #VALUE!
|  | Shower Thermostatic Shut-Off Valve & Low-Flow Showerhead |  |  |  | kW Savings | 0 | 0 | Install | 1 | 0 | 0 |  |  | #VALUE! | #VALUE!
|  | Ref_Code | Water Heating | Vintage | Climate Zone | therm Savings | 0 | 0 | Install | 1 | 0 | 0 |  |  | #VALUE! | #VALUE!
M18 | No | =M18 | 0 |  | 0 | kWh Savings | 0 | 0 | Install | 1 | 0 | 0 |  |  | #VALUE! | #VALUE!
|  | Auto Diverting Tub Spout with Thermostatic Shut-Off Valve |  |  |  | kW Savings | 0 | 0 | Install | 1 | 0 | 0 |  |  | #VALUE! | #VALUE!
[6 empty] | therm Savings | 0 | 0 | Install | 1 | 0 | 0 |  |  | #VALUE! | #VALUE!
[14 empty] | Total DHW kWh Savings | #VALUE! | #VALUE!
[14 empty] | Total DHW kW Savings | #VALUE! | #VALUE!
[14 empty] | Total DHW therm Savings | #VALUE! | #VALUE!
Total Savings Calculation
|  |  | 1st Baseline |  | Savings | as kBtu | % Saved | kW / kWh
|  |  |  | Energy (kWh) | #N/A | #N/A | #N/A
|  |  |  | Demand (kW) | #N/A |  | #N/A | N/A
|  |  |  | Energy (therms) | #N/A | #N/A | #N/A
|  |  |  | Total |  | #N/A | #N/A
|  |  | 2nd Baseline |  | Savings | as kBtu | % Saved | kW / kWh
|  |  |  | Energy (kWh) | #N/A | #N/A | #N/A
|  |  |  | Demand (kW) | #N/A |  | #N/A | N/A
|  |  |  | Energy (therms) | #N/A | #N/A | #N/A
|  |  |  | Total |  | #N/A | #N/A
Cost Lookup and Estimate EUL and IR
[6 empty] | Vintage | Climate Zone | Short Home Type
[6 empty] | 0 | 0 | 0FL-SOG-nAC-GF-0WH
ID | Msr Code | Measure Name for Building Measure Description (once applied) | General Msr ID | Msr ID | Measure Code | Yes/No | Factor | Gross Cost | Incr. Cost | If Code=Msr, 0, 1 | EUL | IR | Points/Weight | If Base<>Code, 1, 0 | Prefix | Suffix |  |  |  |  | Base Description | Code Description
|  |  | M1 | M1.1 | L15 | No | 1 | 0 | 0 | 1 | 11 | 1 | 16 | 0 |  | ACHn,
|  |  | M1 | M1.2 | L30 | No | 1 | 0 | 0 | 1 | 11 | 1 | 32 | 0 |  | ACHn,
|  |  | M2 | M2 | iD8 | No | 1 | 0 | 0 | 1 | 20 | 0.865 | 20 | 0 | Duct R | ,
|  |  | M3 | M3.1a | DL10 | No | 1 | 0 | 0 | 1 | 18 | 0.463 | 40 | 0 |  | % Total duct leakage,
|  |  | M3 | M3.2a | DL5 | No | 1 | 0 | 0 | 1 | 18 | 0.463 | 47 | 0 |  | % Total duct leakage,
|  |  | M4 | M4.1 | iA30/iA38 | No | 1 | 0 | 0 | 1 | 20 | 0.782 | 8 | 0 | Attic R | ,
|  |  | M4 | M4.2 | iA44 | No | 1 | 0 | 0 | 1 | 20 | 0.782 | 12 | 0 | Attic R | ,
|  |  | M5 | M5 | iF19 | No | 1 | 0 | 0 | 1 | 20 | 0.865 | 35 | 0 | Floor R | ,
|  |  | M6 | M6 | iW13 | No | 1 | 0 | 0 | 1 | 20 | 0.946 | 76 | 0 | Wall R | ,
|  |  | M7a | M7a | hPW | No | 1 | 0 | 0 | 1 | 20 | 1 | 89 | 0 | Window U
[15 empty] | SHGC | ,
|  |  | M8 | M8.2 | eAC15 | No | 1 | 0 | 0 | 1 | 15 | 1 | 26 | 0 | AC SEER | ,
|  |  | M9 | M9.1 | eF92 | No | 1 | 0 | 0 | 1 | 20 | 1 | 56 | 0 | Furnace AFUE | %,
|  |  | M9 | M9.2 | eF95 | No | 1 | 0 | 0 | 1 | 20 | 1 | 69 | 0 | Furnace AFUE | %,
|  |  | M9 | M9.3 | wF70 | No | 1 | 0 | 0 | 1 | 20 | 1 | 34 | 0 | Wall Furnace AFUE | %,
|  |  | M11 | M11 | eH200 | No | 1 | 0 | 0 | 1 | 13 | 1 | 17 | 0 | Electric Water Heater | ,
|  |  | M12 | M12 | H67 | No | 1 | 0 | 0 | 1 | 11 | 1 | 54 | 0 | Gas Water Heater | ,
|  |  | M13 | M13 | H70 | No | 1 | 0 | 0 | 1 | 11 | 1 | 21 | 0 | Gas Water Heater | ,
|  |  | M14 | M14 | tH82 | No | 1 | 0 | 0 | 1 | 20 | 1 | 90 | 0 | Gas Water Heater | ,
|  |  | M15 | M15 | WRAP | No | 1 | 0 | 0 | 1 | 11 | 0.865 | 7 | 0 | No Pipe Wrap,
|  |  | M16 | M16 | STV | No | 1 | 0 | 0 | 1 | 10 | 0.737 | 3 | 0 | No Shower TSV,
|  |  | M17 | M17 | STFLF | No | 1 | 0 | 0 | 1 | 10 | 0.737 | 35 | 0 | No Shower TSV and No Low-Flow Showerhead,
|  |  | M18 | M18 | ADTV | No | 1 | 0 | 0 | 1 | 10 | 1 | 3 | 0 | No Auto-Diverting Tub Spout with TSV,
[6 empty] | Total Costs: |  | 0 | 0 |  |  | Sum Active Measures | 0 | [7 empty] | #NAME? | #NAME?
|  | Full Package Description | Full Package Code | [6 empty] | Weighted Total: | #DIV/0! | #DIV/0!
| Measure | #NAME? | #NAME?
| Code | #NAME?
| Baseline | #NAME?
| Home Type | Existing 0-story home with floor construction, 0, gas 0, and 0 DHW
| Home Code | 0FL-SOG-nAC-GF-0WH
1 This is a base measure.
2 Choose no more than one tier of the two tier choices for duct leakage, attic insulation, central furnace efficiency, and DHW (e.g. either 5% or 10% duct leakage but not both).
3 This measure is an optional add-on measure for energy savings that does not count towards the three measure minimum requirement. It must not be installed on a shower served by a tankless water heater.
4 For detailed specifications, please reference the current Contractor Manual and the Technical Specifications Sheet.
5 Incentive maximum $3,000 or 50% of final project cost
For more information on Home Upgrade requirements, please visit the program website.
Important note: Completion of this calculator does not guarantee that a project meets minimum requirements. Final savings and incentive amounts will be provided after all installation work is complete and the SoCalREN Home Upgrade program has completed its final review and issued an approval notification to the Participating Contractor and Service Account Holder. All estimated and final savings and incentive amounts are subject to program participation, utility provider and eligibility rules. Check with your SoCalREN Home Upgrade Account Manager for details.
Climate Zone information can be found here.
2018 - V2 (4-27-2018)
Reset this Calculator
Note on D68: This defines whether the measure on this row will be included in the package. Cells that turn white are not applicable (N/A) based on Home Characteristics or other measure selections. Applicable "Yes" selections will become bold.
Note on S68: Author: Overrides only used when applying the associated measure.
Note on A69: Author: Rule enforcement formulas next to applicable measures
Note on K209: Mary Hinkle: v5 - New Methodology with Points/Weight

## Report Output
CPUC Work Paper Calculator Version: | Measures Selected | Measures Applied | Climate Zone | Vintage | Floor Construction | Air Conditioning | Heating | Water Heating | Number of Stories | Conditioned Floor Area | Window area:Floor Area | MeasureDescription | UnitkW 1stBaseline | UnitkWh 1stBaseline | UnitTherm 1stBaseline | UnitkW 2ndBaseline | UnitkWh 2ndBaseline | UnitTherm 2ndBaseline | EUL | IR | GrossCost | Incremental Cost | Home Type Code | Home Type Description | Measure Full Description | Code Full Description | Baseline Full Description
v7 | 0 | 0 | 0 | 0 | 0 | 0 | 0 | 0 | 0 | #VALUE! | #VALUE! | #NAME? | #N/A | #N/A | #N/A | #N/A | #N/A | #N/A | 0 | 0 | 0 | 0 | 0FL-SOG-nAC-GF-0WH | Existing 0-story home with floor construction, 0, gas 0, and 0 DHW | #NAME? | #NAME? | #NAME?

## Log
Date | Author | Description | Version | Known Issues
2014-01-31 | J. Russell | First functional Phase 2 work paper calculator | D6 | -Regression model database only contains AC-Furnace-Crawlspaces models; -DHW storage tank measures have not been updated to DEER 2013. -Cost data incomplete; -IR & EUL calculations incomplete
2014-02-08 | J. Russell | -DWH storage tank measures updated to DEER 2013 and interactive corrections added -Costs completed | D7
2014-02-09 | J. Russell | -EUL and IR completed | D8 | No error checking of user inputs
2014-02-13 | J. Russell | -Minor bugs corrected and some input checks added | 1
2014-02-27 | J. Russell | -Bug fixes: changed unit type on AFUE inputs; corrected EUL weighting denominator | 1
2014-04-24 | M. Hinkle | -Bug fixes, see Bug log. Added BL15 | 2
2014-05-07 | J. Russell | -Updated HPW cost to show zero incremental cost -Corrected DHW database references | 2
2014-05-22 | M. Hinkle | -New regressions equations for DL6 | 3
2014-05-28 | M.Hinkle | -Final Updates for DL6 measure, -No fuel switching (M11, M12, M13), -Update EUL and IR table, -Fixed issue with costs being calculated for all selected measures when not applicable -Included EF62 WH in savings summation | 3
2015-01-15 | M.Hinkle | -Updated Code baseline energy savings in Efficient Air Condition Measures from SEER 13 to SEER 14, aligning with federal standards -Updated Code baseline energy savings in Efficient Gas Furnace Measures from AFUE 78 to AFUE 80, aligning with federal standards -Modified calculated incremental cost to become zero when the code baseline is the same as the measure baseline, even when overriding the default value | 4
2015-01-21 | M.Hinkle | -Updated Costs for updated AC, Furnace, and DHW measures from Itron WO017 Measure Cost Study -Updated DHW measure savings from DEER 2015, aligning with federal standards | 4
2015-01-27 | M.Hinkle | -Removed "Efficient Air Conditioner - SEER14" measure | 4
2017-06-22 | M.Hinkle | -Duct Leakage Levels update - In Defaults, change M3.2aM column to 5%, change M3.1aC column to equal M3.1aB column, change M3.2aC column to equal M3.2aB column. - Modified EUCA Calculator page DHW Measure Savings savings lookups to use Ref_Code instead of Measure Name -Added new TSV (M16, M17) measure savings to tDHW_Msr table, retired old measure savings by adding with "-old" at the end of the measure ID. Modified DGET formula to avoid partial matches because of this. -Made the multiple named ranges and modified all formulas referencing the explicit ranges: Defaults table (tDefaults), DHW_Msr main measure table (tDHW_Msr), DHW_Msr main baseline table (tDHW_Bsl), EUL_and_IRs tabl (tEUL_IR), Costs table (tCosts) -Added new EUL/IR weighting methodology to to EULs_and_IRs tab table and EUCA Calculator tab -Updated M12, M13, M14 measure savings to tDHW_Msr table, retired old measure savings by adding with "-old" at the end of the measure ID. Also required modifications to Default Baseline and Code efficiencies. | 5
2017-07-18 | M.Hinkle | -Moved location of Results output -Added "Measure Codes" from workpaper to concatenate when applied (similar to Measure Description) and added to Report Output tab. -Created separate Report Output | 5 | - No limitation on water heating type for the following non-regression measures: Hot Water Pipe Wrap, Themostatic Shut-off Valve (with or without Low Flow Shower Head), and Auto Diverting Tub Spout with Thermostatic Shut-Off Valve
2017-10-12 | M.Hinkle | -"Default Value References" tab - Updated Existing Baseline for SEER15 measure from SEER 10 to SEER 11.4 to align with DEER2017. No change to cost, IR, or EUL. -"Default Value References" tab - corrected Windows default measure U-value from 0.32 to 0.3 - Doesn't cause savings to change. -"Home Upgrade Calculator" tab - included controls so that the TSV measures (M16, M17, M18) are not applicable with the Tankless Hot Water Heater -"Home Upgrade Calculator" tab - included override functionality for TSV measures (M16, M17, M18) to allow up to 2 installations. Applied multiplier to savings and cost. -"Costs" tab - Updated to "Home Upgrade Costs 20171017.xlsm" version which corrected REA incremental costs (non-TSV) that had not been set equal to the full measure cost during Phase II -"DHW_Msr" tab - Updated M16 and M17 to READI savings, savings embedded in the workpaper were incorrect. Savings now depend on water heating type. | 6 | - No limitation on water heating type for the following non-regression measures: Hot Water Pipe Wrap, Themostatic Shut-off Valve (with or without Low Flow Shower Head), and Auto Diverting Tub Spout with Thermostatic Shut-Off Valve -DEER2017 update indicates additional changes to modeling methodology for the residential AC measures, including SEER15, that cannot be implemented without re-processing the entire analysis. The impact should be examined, understanding that the prototypes used for this analysis were independently calibrated.
2017-10-27 | M.Hinkle | -"Home Upgrade Calculator" tab - removed default value override functionality from main calculator for all measures as requested by stakeholders | 7 | - No limitation on water heating type for the following non-regression measures: Hot Water Pipe Wrap, Themostatic Shut-off Valve (with or without Low Flow Shower Head), and Auto Diverting Tub Spout with Thermostatic Shut-Off Valve -DEER2017 update indicates additional changes to modeling methodology for the residential AC measures, including SEER15, that cannot be implemented without re-processing the entire analysis. The impact should be examined, understanding that the prototypes used for this analysis were independently calibrated.
2017-11-03 | M.Hinkle | -"Costs" tab - updated costs according to workpaper updates | 7 | - No limitation on water heating type for the following non-regression measures: Hot Water Pipe Wrap, Themostatic Shut-off Valve (with or without Low Flow Shower Head), and Auto Diverting Tub Spout with Thermostatic Shut-Off Valve -DEER2017 update indicates additional changes to modeling methodology for the residential AC measures, including SEER15, that cannot be implemented without re-processing the entire analysis. The impact should be examined, understanding that the prototypes used for this analysis were independently calibrated.
2018-01-26 | J. Russell | -Corrected formula reference in cell P121 of Home Upgrade Calculator enabling 1st baseline therm savings for auto-diverting tub spout with thermostatic valve -Corrected window floor area ratio for various vintages | 7 | - No limitation on water heating type for the following non-regression measures: Hot Water Pipe Wrap, Themostatic Shut-off Valve (with or without Low Flow Shower Head), and Auto Diverting Tub Spout with Thermostatic Shut-Off Valve -DEER2017 update indicates additional changes to modeling methodology for the residential AC measures, including SEER15, that cannot be implemented without re-processing the entire analysis. The impact should be examined, understanding that the prototypes used for this analysis were independently calibrated. - The default table’s calculation for Leakage to Outside air uses 0.75 for 1-story and 0.65 for 2-stories, when the 2-story should be 0.67. The override calculations use 0.67 but the default table should be modified to display correctly.

## Defaults (hidden)
[7 empty] | 1st Baseline (existing condition for program participants) | [27 empty] | 2nd Baseline (T24-2013, where applicable) | [25 empty] | Measure
[6 empty] | LIVE FORMULAS. Values are pasted below: |  |  | #N/A | #N/A | #N/A | #N/A | #N/A | #N/A | #N/A | 0 | 0 | #N/A | 0 | 0 | 0 | 11.4 | 11.4 | 80 | 80 | 62 | EF 86 | EF 59 | EF 59 | EF 52 | None | None | None | None | #N/A | #N/A | #N/A | #N/A | #N/A | #N/A | #N/A | 0 | 0 | #N/A | 0 | 0 | 0 | #REF! | 14 | 80 | 80 | 66 | EF 95 | EF 60 | EF 60 | EF 74 | None | None | None | None | #N/A | #N/A | 8 | 0.1 | 0.065 | 0.05 | 0.0325 | #N/A | 44 | 19 | 13 | 0.3 | 0.25 |  | 15 | 92 | 95 | 70 | EF 200 | EF 67 | EF 70 | EF 82 | Wrap 5 ft | Valve | Valve & LF | Valve & TS
[7 empty] | Floor Area | Window:Floor Ratio | Reduce Building Leakage | Reduce Building Leakage | Insulate Duct | Reduce Duct Leakage |  | Reduce Duct Leakage |  | Insulate Attic |  | Insulate Floor | Insulate Wall | High Performance Windows |  | Efficient Air Conditioner |  | Efficient Gas Furnace |  | Efficient Wall Furnace | Efficient Electric Water Heater | Efficient Gas Water Heater | Efficient Gas Water Heater (EF 70) | Tankless Gas Water Heater | Hot Water Pipe Wrap | Thermostatic Shut-Off Valve | Thermostatic Shut-Off Valve & Low-Flow | Auto Diverting Tub Spout with Thermostatic Shut-Off Valve | Reduce Building Leakage | Reduce Building Leakage | Insulate Duct | Reduce Duct Leakage |  | Reduce Duct Leakage |  | Insulate Attic |  | Insulate Floor | Insulate Wall | High Performance Windows |  | Efficient Air Conditioner |  | Efficient Gas Furnace |  | Efficient Wall Furnace | Efficient Electric Water Heater | Efficient Gas Water Heater | Efficient Gas Water Heater (EF 70) | Tankless Gas Water Heater | Hot Water Pipe Wrap | Thermostatic Shut-Off Valve | Thermostatic Shut-Off Valve & Low-Flow | Auto Diverting Tub Spout with Thermostatic Shut-Off Valve | Reduce Building Leakage | Reduce Building Leakage | Insulate Duct | Reduce Duct Leakage |  | Reduce Duct Leakage |  | Insulate Attic |  | Insulate Floor | Insulate Wall | High Performance Windows |  | Efficient Air Conditioner |  | Efficient Gas Furnace |  | Efficient Wall Furnace | Efficient Electric Water Heater | Efficient Gas Water Heater | Efficient Gas Water Heater (EF 70) | Tankless Gas Water Heater | Hot Water Pipe Wrap | Thermostatic Shut-Off Valve | Thermostatic Shut-Off Valve & Low-Flow | Auto Diverting Tub Spout with Thermostatic Shut-Off Valve
Cooling | Heating | Floor | Climate Zone | Climate Region | Stories | Vintage | HC1 | HC2 | M1.1B | M1.2B | M2B | M3.1aB | M3.1bB | M3.2aB | M3.2bB | M4.1B | M4.2B | M5B | M6B | M7aB | M7bB | M8.1B | M8.2B | M9.1B | M9.2B | M9.3B | M11B | M12B | M13B | M14B | M15B | M16B | M17B | M18B | M1.1C | M1.2C | M2C | M3.1aC | M3.1bC | M3.2aC | M3.2bC | M4.1C | M4.2C | M5C | M6C | M7aC | M7bC | M8.1C | M8.2C | M9.1C | M9.2C | M9.3C | M11C | M12C | M13C | M14C | M15C | M16C | M17C | M18C | M1.1M | M1.2M | M2M | M3.1aM | M3.1bM | M3.2aM | M3.2bM | M4.1M | M4.2M | M5M | M6M | M7aM | M7bM | M8.1M | M8.2M | M9.1M | M9.2M | M9.3M | M11M | M12M | M13M | M14M | M15M | M16M | M17M | M18M
x | x | x | x | x | x | x | sq ft | x | leak fraction of floor area | leak fraction of floor area | R | % Total duct leakage | % duct leakage to outside air | % Total duct leakage | % duct leakage to outside air | R | R | R | R | U | SHGC | SEER | SEER | AFUE | AFUE | AFUE | EF | EF | EF | EF | R |  |  |  | % | % | R | % | % | % | % | R | R | R | R | U | SHGC | SEER | SEER | AFUE | AFUE | AFUE | [8 empty] | % | % | R | % | % | % | % | R |  | R | R | U | SHGC | SEER | SEER | AFUE | AFUE | AFUE
No AC | Furnace | Slab-on-grade | 1 | 3 | 1 | pre78 | 1600 | 0.14016 | 0.00071 | 0.00071 | 3.32 | 33% | 24.75% | 33% | 24.75% | 6.68 | 6.68 | 1.34 | 0.96 | 1.23 | 0.87 |  | 11.4 | 80 | 80 | 62 | EF 86 | EF 59 | EF 59 | EF 52 | None | None | None | None | 0.00071 | 0.00071 | 3.32 | 33% | 24.75% | 33% | 24.75% | 6.68 | 6.68 | 1.34 | 0.96 | 1.23 | 0.87 |  | 14 | 80 | 80 | 66 | EF 95 | EF 60 | EF 60 | EF 74 | None | None | None | None | 0.0006035 | 0.000497 | 8 | 10% | 7.5% | 5% | 3.75% | 38 | 44 | 19 | 13 | 0.3 | 0.25 |  | 15 | 92 | 95 | 70 | EF 200 | EF 67 | EF 70 | EF 82 | Wrap 5 ft | Valve | Valve & LF | Valve & TS
No AC | Furnace | Slab-on-grade | 1 | 3 | 2 | pre78 | 1990 | 0.14016 | 0.00071 | 0.00071 | 3.32 | 33% | 21.45% | 33% | 21.45% | 6.68 | 6.68 | 1.34 | 0.96 | 1.23 | 0.87 |  | 11.4 | 80 | 80 | 62 | EF 86 | EF 59 | EF 59 | EF 52 | None | None | None | None | 0.00071 | 0.00071 | 3.32 | 33% | 21.45% | 33% | 21.45% | 6.68 | 6.68 | 1.34 | 0.96 | 1.23 | 0.87 |  | 14 | 80 | 80 | 66 | EF 95 | EF 60 | EF 60 | EF 74 | None | None | None | None | 0.0006035 | 0.000497 | 8 | 10% | 6.5% | 5% | 3.25% | 38 | 44 | 19 | 13 | 0.3 | 0.25 |  | 15 | 92 | 95 | 70 | EF 200 | EF 67 | EF 70 | EF 82 | Wrap 5 ft | Valve | Valve & LF | Valve & TS
AC | Furnace | Slab-on-grade | 1 | 3 | 1 | pre78 | 1600 | 0.14016 | 0.00071 | 0.00071 | 3.32 | 33% | 24.75% | 33% | 24.75% | 6.68 | 6.68 | 1.34 | 0.96 | 1.23 | 0.87 |  | 11.4 | 80 | 80 | 62 | EF 86 | EF 59 | EF 59 | EF 52 | None | None | None | None | 0.00071 | 0.00071 | 3.32 | 33% | 24.75% | 33% | 24.75% | 6.68 | 6.68 | 1.34 | 0.96 | 1.23 | 0.87 |  | 14 | 80 | 80 | 66 | EF 95 | EF 60 | EF 60 | EF 74 | None | None | None | None | 0.0006035 | 0.000497 | 8 | 10% | 7.5% | 5% | 3.75% | 38 | 44 | 19 | 13 | 0.3 | 0.25 |  | 15 | 92 | 95 | 70 | EF 200 | EF 67 | EF 70 | EF 82 | Wrap 5 ft | Valve | Valve & LF | Valve & TS
AC | Furnace | Slab-on-grade | 1 | 3 | 2 | pre78 | 1990 | 0.14016 | 0.00071 | 0.00071 | 3.32 | 33% | 21.45% | 33% | 21.45% | 6.68 | 6.68 | 1.34 | 0.96 | 1.23 | 0.87 |  | 11.4 | 80 | 80 | 62 | EF 86 | EF 59 | EF 59 | EF 52 | None | None | None | None | 0.00071 | 0.00071 | 3.32 | 33% | 21.45% | 33% | 21.45% | 6.68 | 6.68 | 1.34 | 0.96 | 1.23 | 0.87 |  | 14 | 80 | 80 | 66 | EF 95 | EF 60 | EF 60 | EF 74 | None | None | None | None | 0.0006035 | 0.000497 | 8 | 10% | 6.5% | 5% | 3.25% | 38 | 44 | 19 | 13 | 0.3 | 0.25 |  | 15 | 92 | 95 | 70 | EF 200 | EF 67 | EF 70 | EF 82 | Wrap 5 ft | Valve | Valve & LF | Valve & TS
No AC | Furnace | Crawlspace | 1 | 3 | 1 | pre78 | 1600 | 0.14016 | 0.00071 | 0.00071 | 3.32 | 33% | 24.75% | 33% | 24.75% | 6.68 | 6.68 | 1.34 | 0.96 | 1.23 | 0.87 |  | 11.4 | 80 | 80 | 62 | EF 86 | EF 59 | EF 59 | EF 52 | None | None | None | None | 0.00071 | 0.00071 | 3.32 | 33% | 24.75% | 33% | 24.75% | 6.68 | 6.68 | 1.34 | 0.96 | 1.23 | 0.87 |  | 14 | 80 | 80 | 66 | EF 95 | EF 60 | EF 60 | EF 74 | None | None | None | None | 0.0006035 | 0.000497 | 8 | 10% | 7.5% | 5% | 3.75% | 38 | 44 | 19 | 13 | 0.3 | 0.25 |  | 15 | 92 | 95 | 70 | EF 200 | EF 67 | EF 70 | EF 82 | Wrap 5 ft | Valve | Valve & LF | Valve & TS
No AC | Furnace | Crawlspace | 1 | 3 | 2 | pre78 | 1990 | 0.14016 | 0.00071 | 0.00071 | 3.32 | 33% | 21.45% | 33% | 21.45% | 6.68 | 6.68 | 1.34 | 0.96 | 1.23 | 0.87 |  | 11.4 | 80 | 80 | 62 | EF 86 | EF 59 | EF 59 | EF 52 | None | None | None | None | 0.00071 | 0.00071 | 3.32 | 33% | 21.45% | 33% | 21.45% | 6.68 | 6.68 | 1.34 | 0.96 | 1.23 | 0.87 |  | 14 | 80 | 80 | 66 | EF 95 | EF 60 | EF 60 | EF 74 | None | None | None | None | 0.0006035 | 0.000497 | 8 | 10% | 6.5% | 5% | 3.25% | 38 | 44 | 19 | 13 | 0.3 | 0.25 |  | 15 | 92 | 95 | 70 | EF 200 | EF 67 | EF 70 | EF 82 | Wrap 5 ft | Valve | Valve & LF | Valve & TS
AC | Furnace | Crawlspace | 1 | 3 | 1 | pre78 | 1600 | 0.14016 | 0.00071 | 0.00071 | 3.32 | 33% | 24.75% | 33% | 24.75% | 6.68 | 6.68 | 1.34 | 0.96 | 1.23 | 0.87 |  | 11.4 | 80 | 80 | 62 | EF 86 | EF 59 | EF 59 | EF 52 | None | None | None | None | 0.00071 | 0.00071 | 3.32 | 33% | 24.75% | 33% | 24.75% | 6.68 | 6.68 | 1.34 | 0.96 | 1.23 | 0.87 |  | 14 | 80 | 80 | 66 | EF 95 | EF 60 | EF 60 | EF 74 | None | None | None | None | 0.0006035 | 0.000497 | 8 | 10% | 7.5% | 5% | 3.75% | 38 | 44 | 19 | 13 | 0.3 | 0.25 |  | 15 | 92 | 95 | 70 | EF 200 | EF 67 | EF 70 | EF 82 | Wrap 5 ft | Valve | Valve & LF | Valve & TS
AC | Furnace | Crawlspace | 1 | 3 | 2 | pre78 | 1990 | 0.14016 | 0.00071 | 0.00071 | 3.32 | 33% | 21.45% | 33% | 21.45% | 6.68 | 6.68 | 1.34 | 0.96 | 1.23 | 0.87 |  | 11.4 | 80 | 80 | 62 | EF 86 | EF 59 | EF 59 | EF 52 | None | None | None | None | 0.00071 | 0.00071 | 3.32 | 33% | 21.45% | 33% | 21.45% | 6.68 | 6.68 | 1.34 | 0.96 | 1.23 | 0.87 |  | 14 | 80 | 80 | 66 | EF 95 | EF 60 | EF 60 | EF 74 | None | None | None | None | 0.0006035 | 0.000497 | 8 | 10% | 6.5% | 5% | 3.25% | 38 | 44 | 19 | 13 | 0.3 | 0.25 |  | 15 | 92 | 95 | 70 | EF 200 | EF 67 | EF 70 | EF 82 | Wrap 5 ft | Valve | Valve & LF | Valve & TS
No AC | Furnace | Slab-on-grade | 1 | 3 | 1 | 78-92 | 1810 | 0.11502 | 0.00052 | 0.00052 | 3.67 | 26% | 19.5% | 26% | 19.5% | 10.31 | 10.31 | 5.96 | 10.25 | 0.82 | 0.79 |  | 11.4 | 80 | 80 | 62 | EF 86 | EF 59 | EF 59 | EF 52 | None | None | None | None | 0.00052 | 0.00052 | 3.67 | 26% | 19.5% | 26% | 19.5% | 10.31 | 10.31 | 5.96 | 10.25 | 0.82 | 0.79 |  | 14 | 80 | 80 | 66 | EF 95 | EF 60 | EF 60 | EF 74 | None | None | None | None | 0.000442 | 0.000364 | 8 | 10% | 7.5% | 5% | 3.75% | 38 | 44 | 19 | 13 | 0.3 | 0.25 |  | 15 | 92 | 95 | 70 | EF 200 | EF 67 | EF 70 | EF 82 | Wrap 5 ft | Valve | Valve & LF | Valve & TS
No AC | Furnace | Slab-on-grade | 1 | 3 | 2 | 78-92 | 2400 | 0.11502 | 0.00052 | 0.00052 | 3.67 | 26% | 16.9% | 26% | 16.9% | 10.31 | 10.31 | 5.96 | 10.25 | 0.82 | 0.79 |  | 11.4 | 80 | 80 | 62 | EF 86 | EF 59 | EF 59 | EF 52 | None | None | None | None | 0.00052 | 0.00052 | 3.67 | 26% | 16.9% | 26% | 16.9% | 10.31 | 10.31 | 5.96 | 10.25 | 0.82 | 0.79 |  | 14 | 80 | 80 | 66 | EF 95 | EF 60 | EF 60 | EF 74 | None | None | None | None | 0.000442 | 0.000364 | 8 | 10% | 6.5% | 5% | 3.25% | 38 | 44 | 19 | 13 | 0.3 | 0.25 |  | 15 | 92 | 95 | 70 | EF 200 | EF 67 | EF 70 | EF 82 | Wrap 5 ft | Valve | Valve & LF | Valve & TS
AC | Furnace | Slab-on-grade | 1 | 3 | 1 | 78-92 | 1810 | 0.11502 | 0.00052 | 0.00052 | 3.67 | 26% | 19.5% | 26% | 19.5% | 10.31 | 10.31 | 5.96 | 10.25 | 0.82 | 0.79 |  | 11.4 | 80 | 80 | 62 | EF 86 | EF 59 | EF 59 | EF 52 | None | None | None | None | 0.00052 | 0.00052 | 3.67 | 26% | 19.5% | 26% | 19.5% | 10.31 | 10.31 | 5.96 | 10.25 | 0.82 | 0.79 |  | 14 | 80 | 80 | 66 | EF 95 | EF 60 | EF 60 | EF 74 | None | None | None | None | 0.000442 | 0.000364 | 8 | 10% | 7.5% | 5% | 3.75% | 38 | 44 | 19 | 13 | 0.3 | 0.25 |  | 15 | 92 | 95 | 70 | EF 200 | EF 67 | EF 70 | EF 82 | Wrap 5 ft | Valve | Valve & LF | Valve & TS
AC | Furnace | Slab-on-grade | 1 | 3 | 2 | 78-92 | 2400 | 0.11502 | 0.00052 | 0.00052 | 3.67 | 26% | 16.9% | 26% | 16.9% | 10.31 | 10.31 | 5.96 | 10.25 | 0.82 | 0.79 |  | 11.4 | 80 | 80 | 62 | EF 86 | EF 59 | EF 59 | EF 52 | None | None | None | None | 0.00052 | 0.00052 | 3.67 | 26% | 16.9% | 26% | 16.9% | 10.31 | 10.31 | 5.96 | 10.25 | 0.82 | 0.79 |  | 14 | 80 | 80 | 66 | EF 95 | EF 60 | EF 60 | EF 74 | None | None | None | None | 0.000442 | 0.000364 | 8 | 10% | 6.5% | 5% | 3.25% | 38 | 44 | 19 | 13 | 0.3 | 0.25 |  | 15 | 92 | 95 | 70 | EF 200 | EF 67 | EF 70 | EF 82 | Wrap 5 ft | Valve | Valve & LF | Valve & TS
No AC | Furnace | Crawlspace | 1 | 3 | 1 | 78-92 | 1810 | 0.11502 | 0.00052 | 0.00052 | 3.67 | 26% | 19.5% | 26% | 19.5% | 10.31 | 10.31 | 5.96 | 10.25 | 0.82 | 0.79 |  | 11.4 | 80 | 80 | 62 | EF 86 | EF 59 | EF 59 | EF 52 | None | None | None | None | 0.00052 | 0.00052 | 3.67 | 26% | 19.5% | 26% | 19.5% | 10.31 | 10.31 | 5.96 | 10.25 | 0.82 | 0.79 |  | 14 | 80 | 80 | 66 | EF 95 | EF 60 | EF 60 | EF 74 | None | None | None | None | 0.000442 | 0.000364 | 8 | 10% | 7.5% | 5% | 3.75% | 38 | 44 | 19 | 13 | 0.3 | 0.25 |  | 15 | 92 | 95 | 70 | EF 200 | EF 67 | EF 70 | EF 82 | Wrap 5 ft | Valve | Valve & LF | Valve & TS
No AC | Furnace | Crawlspace | 1 | 3 | 2 | 78-92 | 2400 | 0.11502 | 0.00052 | 0.00052 | 3.67 | 26% | 16.9% | 26% | 16.9% | 10.31 | 10.31 | 5.96 | 10.25 | 0.82 | 0.79 |  | 11.4 | 80 | 80 | 62 | EF 86 | EF 59 | EF 59 | EF 52 | None | None | None | None | 0.00052 | 0.00052 | 3.67 | 26% | 16.9% | 26% | 16.9% | 10.31 | 10.31 | 5.96 | 10.25 | 0.82 | 0.79 |  | 14 | 80 | 80 | 66 | EF 95 | EF 60 | EF 60 | EF 74 | None | None | None | None | 0.000442 | 0.000364 | 8 | 10% | 6.5% | 5% | 3.25% | 38 | 44 | 19 | 13 | 0.3 | 0.25 |  | 15 | 92 | 95 | 70 | EF 200 | EF 67 | EF 70 | EF 82 | Wrap 5 ft | Valve | Valve & LF | Valve & TS
AC | Furnace | Crawlspace | 1 | 3 | 1 | 78-92 | 1810 | 0.11502 | 0.00052 | 0.00052 | 3.67 | 26% | 19.5% | 26% | 19.5% | 10.31 | 10.31 | 5.96 | 10.25 | 0.82 | 0.79 |  | 11.4 | 80 | 80 | 62 | EF 86 | EF 59 | EF 59 | EF 52 | None | None | None | None | 0.00052 | 0.00052 | 3.67 | 26% | 19.5% | 26% | 19.5% | 10.31 | 10.31 | 5.96 | 10.25 | 0.82 | 0.79 |  | 14 | 80 | 80 | 66 | EF 95 | EF 60 | EF 60 | EF 74 | None | None | None | None | 0.000442 | 0.000364 | 8 | 10% | 7.5% | 5% | 3.75% | 38 | 44 | 19 | 13 | 0.3 | 0.25 |  | 15 | 92 | 95 | 70 | EF 200 | EF 67 | EF 70 | EF 82 | Wrap 5 ft | Valve | Valve & LF | Valve & TS
AC | Furnace | Crawlspace | 1 | 3 | 2 | 78-92 | 2400 | 0.11502 | 0.00052 | 0.00052 | 3.67 | 26% | 16.9% | 26% | 16.9% | 10.31 | 10.31 | 5.96 | 10.25 | 0.82 | 0.79 |  | 11.4 | 80 | 80 | 62 | EF 86 | EF 59 | EF 59 | EF 52 | None | None | None | None | 0.00052 | 0.00052 | 3.67 | 26% | 16.9% | 26% | 16.9% | 10.31 | 10.31 | 5.96 | 10.25 | 0.82 | 0.79 |  | 14 | 80 | 80 | 66 | EF 95 | EF 60 | EF 60 | EF 74 | None | None | None | None | 0.000442 | 0.000364 | 8 | 10% | 6.5% | 5% | 3.25% | 38 | 44 | 19 | 13 | 0.3 | 0.25 |  | 15 | 92 | 95 | 70 | EF 200 | EF 67 | EF 70 | EF 82 | Wrap 5 ft | Valve | Valve & LF | Valve & TS
No AC | Furnace | Slab-on-grade | 1 | 3 | 1 | 93-01 | 1910 | 0.2 | 0.00046 | 0.00046 | 4.26 | 22% | 16.5% | 22% | 16.5% | 10.31 | 10.31 | 5.96 | 10.25 | 0.67 | 0.79 |  | 11.4 | 80 | 80 | 62 | EF 86 | EF 59 | EF 59 | EF 52 | None | None | None | None | 0.00046 | 0.00046 | 4.26 | 22% | 16.5% | 22% | 16.5% | 10.31 | 10.31 | 5.96 | 10.25 | 0.67 | 0.79 |  | 14 | 80 | 80 | 66 | EF 95 | EF 60 | EF 60 | EF 74 | None | None | None | None | 0.000391 | 0.000322 | 8 | 10% | 7.5% | 5% | 3.75% | 38 | 44 | 19 | 13 | 0.3 | 0.25 |  | 15 | 92 | 95 | 70 | EF 200 | EF 67 | EF 70 | EF 82 | Wrap 5 ft | Valve | Valve & LF | Valve & TS
No AC | Furnace | Slab-on-grade | 1 | 3 | 2 | 93-01 | 2730 | 0.2 | 0.00046 | 0.00046 | 4.26 | 22% | 14.3% | 22% | 14.3% | 10.31 | 10.31 | 5.96 | 10.25 | 0.67 | 0.79 |  | 11.4 | 80 | 80 | 62 | EF 86 | EF 59 | EF 59 | EF 52 | None | None | None | None | 0.00046 | 0.00046 | 4.26 | 22% | 14.3% | 22% | 14.3% | 10.31 | 10.31 | 5.96 | 10.25 | 0.67 | 0.79 |  | 14 | 80 | 80 | 66 | EF 95 | EF 60 | EF 60 | EF 74 | None | None | None | None | 0.000391 | 0.000322 | 8 | 10% | 6.5% | 5% | 3.25% | 38 | 44 | 19 | 13 | 0.3 | 0.25 |  | 15 | 92 | 95 | 70 | EF 200 | EF 67 | EF 70 | EF 82 | Wrap 5 ft | Valve | Valve & LF | Valve & TS
AC | Furnace | Slab-on-grade | 1 | 3 | 1 | 93-01 | 1910 | 0.2 | 0.00046 | 0.00046 | 4.26 | 22% | 16.5% | 22% | 16.5% | 10.31 | 10.31 | 5.96 | 10.25 | 0.67 | 0.79 |  | 11.4 | 80 | 80 | 62 | EF 86 | EF 59 | EF 59 | EF 52 | None | None | None | None | 0.00046 | 0.00046 | 4.26 | 22% | 16.5% | 22% | 16.5% | 10.31 | 10.31 | 5.96 | 10.25 | 0.67 | 0.79 |  | 14 | 80 | 80 | 66 | EF 95 | EF 60 | EF 60 | EF 74 | None | None | None | None | 0.000391 | 0.000322 | 8 | 10% | 7.5% | 5% | 3.75% | 38 | 44 | 19 | 13 | 0.3 | 0.25 |  | 15 | 92 | 95 | 70 | EF 200 | EF 67 | EF 70 | EF 82 | Wrap 5 ft | Valve | Valve & LF | Valve & TS
AC | Furnace | Slab-on-grade | 1 | 3 | 2 | 93-01 | 2730 | 0.2 | 0.00046 | 0.00046 | 4.26 | 22% | 14.3% | 22% | 14.3% | 10.31 | 10.31 | 5.96 | 10.25 | 0.67 | 0.79 |  | 11.4 | 80 | 80 | 62 | EF 86 | EF 59 | EF 59 | EF 52 | None | None | None | None | 0.00046 | 0.00046 | 4.26 | 22% | 14.3% | 22% | 14.3% | 10.31 | 10.31 | 5.96 | 10.25 | 0.67 | 0.79 |  | 14 | 80 | 80 | 66 | EF 95 | EF 60 | EF 60 | EF 74 | None | None | None | None | 0.000391 | 0.000322 | 8 | 10% | 6.5% | 5% | 3.25% | 38 | 44 | 19 | 13 | 0.3 | 0.25 |  | 15 | 92 | 95 | 70 | EF 200 | EF 67 | EF 70 | EF 82 | Wrap 5 ft | Valve | Valve & LF | Valve & TS
No AC | Furnace | Crawlspace | 1 | 3 | 1 | 93-01 | 1910 | 0.2 | 0.00046 | 0.00046 | 4.26 | 22% | 16.5% | 22% | 16.5% | 10.31 | 10.31 | 5.96 | 10.25 | 0.67 | 0.79 |  | 11.4 | 80 | 80 | 62 | EF 86 | EF 59 | EF 59 | EF 52 | None | None | None | None | 0.00046 | 0.00046 | 4.26 | 22% | 16.5% | 22% | 16.5% | 10.31 | 10.31 | 5.96 | 10.25 | 0.67 | 0.79 |  | 14 | 80 | 80 | 66 | EF 95 | EF 60 | EF 60 | EF 74 | None | None | None | None | 0.000391 | 0.000322 | 8 | 10% | 7.5% | 5% | 3.75% | 38 | 44 | 19 | 13 | 0.3 | 0.25 |  | 15 | 92 | 95 | 70 | EF 200 | EF 67 | EF 70 | EF 82 | Wrap 5 ft | Valve | Valve & LF | Valve & TS
No AC | Furnace | Crawlspace | 1 | 3 | 2 | 93-01 | 2730 | 0.2 | 0.00046 | 0.00046 | 4.26 | 22% | 14.3% | 22% | 14.3% | 10.31 | 10.31 | 5.96 | 10.25 | 0.67 | 0.79 |  | 11.4 | 80 | 80 | 62 | EF 86 | EF 59 | EF 59 | EF 52 | None | None | None | None | 0.00046 | 0.00046 | 4.26 | 22% | 14.3% | 22% | 14.3% | 10.31 | 10.31 | 5.96 | 10.25 | 0.67 | 0.79 |  | 14 | 80 | 80 | 66 | EF 95 | EF 60 | EF 60 | EF 74 | None | None | None | None | 0.000391 | 0.000322 | 8 | 10% | 6.5% | 5% | 3.25% | 38 | 44 | 19 | 13 | 0.3 | 0.25 |  | 15 | 92 | 95 | 70 | EF 200 | EF 67 | EF 70 | EF 82 | Wrap 5 ft | Valve | Valve & LF | Valve & TS
AC | Furnace | Crawlspace | 1 | 3 | 1 | 93-01 | 1910 | 0.2 | 0.00046 | 0.00046 | 4.26 | 22% | 16.5% | 22% | 16.5% | 10.31 | 10.31 | 5.96 | 10.25 | 0.67 | 0.79 |  | 11.4 | 80 | 80 | 62 | EF 86 | EF 59 | EF 59 | EF 52 | None | None | None | None | 0.00046 | 0.00046 | 4.26 | 22% | 16.5% | 22% | 16.5% | 10.31 | 10.31 | 5.96 | 10.25 | 0.67 | 0.79 |  | 14 | 80 | 80 | 66 | EF 95 | EF 60 | EF 60 | EF 74 | None | None | None | None | 0.000391 | 0.000322 | 8 | 10% | 7.5% | 5% | 3.75% | 38 | 44 | 19 | 13 | 0.3 | 0.25 |  | 15 | 92 | 95 | 70 | EF 200 | EF 67 | EF 70 | EF 82 | Wrap 5 ft | Valve | Valve & LF | Valve & TS
AC | Furnace | Crawlspace | 1 | 3 | 2 | 93-01 | 2730 | 0.2 | 0.00046 | 0.00046 | 4.26 | 22% | 14.3% | 22% | 14.3% | 10.31 | 10.31 | 5.96 | 10.25 | 0.67 | 0.79 |  | 11.4 | 80 | 80 | 62 | EF 86 | EF 59 | EF 59 | EF 52 | None | None | None | None | 0.00046 | 0.00046 | 4.26 | 22% | 14.3% | 22% | 14.3% | 10.31 | 10.31 | 5.96 | 10.25 | 0.67 | 0.79 |  | 14 | 80 | 80 | 66 | EF 95 | EF 60 | EF 60 | EF 74 | None | None | None | None | 0.000391 | 0.000322 | 8 | 10% | 6.5% | 5% | 3.25% | 38 | 44 | 19 | 13 | 0.3 | 0.25 |  | 15 | 92 | 95 | 70 | EF 200 | EF 67 | EF 70 | EF 82 | Wrap 5 ft | Valve | Valve & LF | Valve & TS
No AC | Wall Furnace | Slab-on-grade | 1 | 3 | 1 | pre78 | 1600 | 0.14016 | 0.00071 | 0.00071 | 3.32 | 33% | 24.75% | 33% | 24.75% | 6.68 | 6.68 | 1.34 | 0.96 | 1.23 | 0.87 |  | 11.4 | 80 | 80 | 62 | EF 86 | EF 59 | EF 59 | EF 52 | None | None | None | None | 0.00071 | 0.00071 | 3.32 | 33% | 24.75% | 33% | 24.75% | 6.68 | 6.68 | 1.34 | 0.96 | 1.23 | 0.87 |  | 14 | 80 | 80 | 66 | EF 95 | EF 60 | EF 60 | EF 74 | None | None | None | None | 0.0006035 | 0.000497 | 8 | 10% | 7.5% | 5% | 3.75% | 38 | 44 | 19 | 13 | 0.3 | 0.25 |  | 15 | 92 | 95 | 70 | EF 200 | EF 67 | EF 70 | EF 82 | Wrap 5 ft | Valve | Valve & LF | Valve & TS
No AC | Wall Furnace | Slab-on-grade | 1 | 3 | 2 | pre78 | 1990 | 0.14016 | 0.00071 | 0.00071 | 3.32 | 33% | 21.45% | 33% | 21.45% | 6.68 | 6.68 | 1.34 | 0.96 | 1.23 | 0.87 |  | 11.4 | 80 | 80 | 62 | EF 86 | EF 59 | EF 59 | EF 52 | None | None | None | None | 0.00071 | 0.00071 | 3.32 | 33% | 21.45% | 33% | 21.45% | 6.68 | 6.68 | 1.34 | 0.96 | 1.23 | 0.87 |  | 14 | 80 | 80 | 66 | EF 95 | EF 60 | EF 60 | EF 74 | None | None | None | None | 0.0006035 | 0.000497 | 8 | 10% | 6.5% | 5% | 3.25% | 38 | 44 | 19 | 13 | 0.3 | 0.25 |  | 15 | 92 | 95 | 70 | EF 200 | EF 67 | EF 70 | EF 82 | Wrap 5 ft | Valve | Valve & LF | Valve & TS
AC | Wall Furnace | Slab-on-grade | 1 | 3 | 1 | pre78 | 1600 | 0.14016 | 0.00071 | 0.00071 | 3.32 | 33% | 24.75% | 33% | 24.75% | 6.68 | 6.68 | 1.34 | 0.96 | 1.23 | 0.87 |  | 11.4 | 80 | 80 | 62 | EF 86 | EF 59 | EF 59 | EF 52 | None | None | None | None | 0.00071 | 0.00071 | 3.32 | 33% | 24.75% | 33% | 24.75% | 6.68 | 6.68 | 1.34 | 0.96 | 1.23 | 0.87 |  | 14 | 80 | 80 | 66 | EF 95 | EF 60 | EF 60 | EF 74 | None | None | None | None | 0.0006035 | 0.000497 | 8 | 10% | 7.5% | 5% | 3.75% | 38 | 44 | 19 | 13 | 0.3 | 0.25 |  | 15 | 92 | 95 | 70 | EF 200 | EF 67 | EF 70 | EF 82 | Wrap 5 ft | Valve | Valve & LF | Valve & TS
AC | Wall Furnace | Slab-on-grade | 1 | 3 | 2 | pre78 | 1990 | 0.14016 | 0.00071 | 0.00071 | 3.32 | 33% | 21.45% | 33% | 21.45% | 6.68 | 6.68 | 1.34 | 0.96 | 1.23 | 0.87 |  | 11.4 | 80 | 80 | 62 | EF 86 | EF 59 | EF 59 | EF 52 | None | None | None | None | 0.00071 | 0.00071 | 3.32 | 33% | 21.45% | 33% | 21.45% | 6.68 | 6.68 | 1.34 | 0.96 | 1.23 | 0.87 |  | 14 | 80 | 80 | 66 | EF 95 | EF 60 | EF 60 | EF 74 | None | None | None | None | 0.0006035 | 0.000497 | 8 | 10% | 6.5% | 5% | 3.25% | 38 | 44 | 19 | 13 | 0.3 | 0.25 |  | 15 | 92 | 95 | 70 | EF 200 | EF 67 | EF 70 | EF 82 | Wrap 5 ft | Valve | Valve & LF | Valve & TS
No AC | Wall Furnace | Crawlspace | 1 | 3 | 1 | pre78 | 1600 | 0.14016 | 0.00071 | 0.00071 | 3.32 | 33% | 24.75% | 33% | 24.75% | 6.68 | 6.68 | 1.34 | 0.96 | 1.23 | 0.87 |  | 11.4 | 80 | 80 | 62 | EF 86 | EF 59 | EF 59 | EF 52 | None | None | None | None | 0.00071 | 0.00071 | 3.32 | 33% | 24.75% | 33% | 24.75% | 6.68 | 6.68 | 1.34 | 0.96 | 1.23 | 0.87 |  | 14 | 80 | 80 | 66 | EF 95 | EF 60 | EF 60 | EF 74 | None | None | None | None | 0.0006035 | 0.000497 | 8 | 10% | 7.5% | 5% | 3.75% | 38 | 44 | 19 | 13 | 0.3 | 0.25 |  | 15 | 92 | 95 | 70 | EF 200 | EF 67 | EF 70 | EF 82 | Wrap 5 ft | Valve | Valve & LF | Valve & TS
No AC | Wall Furnace | Crawlspace | 1 | 3 | 2 | pre78 | 1990 | 0.14016 | 0.00071 | 0.00071 | 3.32 | 33% | 21.45% | 33% | 21.45% | 6.68 | 6.68 | 1.34 | 0.96 | 1.23 | 0.87 |  | 11.4 | 80 | 80 | 62 | EF 86 | EF 59 | EF 59 | EF 52 | None | None | None | None | 0.00071 | 0.00071 | 3.32 | 33% | 21.45% | 33% | 21.45% | 6.68 | 6.68 | 1.34 | 0.96 | 1.23 | 0.87 |  | 14 | 80 | 80 | 66 | EF 95 | EF 60 | EF 60 | EF 74 | None | None | None | None | 0.0006035 | 0.000497 | 8 | 10% | 6.5% | 5% | 3.25% | 38 | 44 | 19 | 13 | 0.3 | 0.25 |  | 15 | 92 | 95 | 70 | EF 200 | EF 67 | EF 70 | EF 82 | Wrap 5 ft | Valve | Valve & LF | Valve & TS
AC | Wall Furnace | Crawlspace | 1 | 3 | 1 | pre78 | 1600 | 0.14016 | 0.00071 | 0.00071 | 3.32 | 33% | 24.75% | 33% | 24.75% | 6.68 | 6.68 | 1.34 | 0.96 | 1.23 | 0.87 |  | 11.4 | 80 | 80 | 62 | EF 86 | EF 59 | EF 59 | EF 52 | None | None | None | None | 0.00071 | 0.00071 | 3.32 | 33% | 24.75% | 33% | 24.75% | 6.68 | 6.68 | 1.34 | 0.96 | 1.23 | 0.87 |  | 14 | 80 | 80 | 66 | EF 95 | EF 60 | EF 60 | EF 74 | None | None | None | None | 0.0006035 | 0.000497 | 8 | 10% | 7.5% | 5% | 3.75% | 38 | 44 | 19 | 13 | 0.3 | 0.25 |  | 15 | 92 | 95 | 70 | EF 200 | EF 67 | EF 70 | EF 82 | Wrap 5 ft | Valve | Valve & LF | Valve & TS
AC | Wall Furnace | Crawlspace | 1 | 3 | 2 | pre78 | 1990 | 0.14016 | 0.00071 | 0.00071 | 3.32 | 33% | 21.45% | 33% | 21.45% | 6.68 | 6.68 | 1.34 | 0.96 | 1.23 | 0.87 |  | 11.4 | 80 | 80 | 62 | EF 86 | EF 59 | EF 59 | EF 52 | None | None | None | None | 0.00071 | 0.00071 | 3.32 | 33% | 21.45% | 33% | 21.45% | 6.68 | 6.68 | 1.34 | 0.96 | 1.23 | 0.87 |  | 14 | 80 | 80 | 66 | EF 95 | EF 60 | EF 60 | EF 74 | None | None | None | None | 0.0006035 | 0.000497 | 8 | 10% | 6.5% | 5% | 3.25% | 38 | 44 | 19 | 13 | 0.3 | 0.25 |  | 15 | 92 | 95 | 70 | EF 200 | EF 67 | EF 70 | EF 82 | Wrap 5 ft | Valve | Valve & LF | Valve & TS
No AC | Wall Furnace | Slab-on-grade | 1 | 3 | 1 | 78-92 | 1810 | 0.11502 | 0.00052 | 0.00052 | 3.67 | 26% | 19.5% | 26% | 19.5% | 10.31 | 10.31 | 5.96 | 10.25 | 0.82 | 0.79 |  | 11.4 | 80 | 80 | 62 | EF 86 | EF 59 | EF 59 | EF 52 | None | None | None | None | 0.00052 | 0.00052 | 3.67 | 26% | 19.5% | 26% | 19.5% | 10.31 | 10.31 | 5.96 | 10.25 | 0.82 | 0.79 |  | 14 | 80 | 80 | 66 | EF 95 | EF 60 | EF 60 | EF 74 | None | None | None | None | 0.000442 | 0.000364 | 8 | 10% | 7.5% | 5% | 3.75% | 38 | 44 | 19 | 13 | 0.3 | 0.25 |  | 15 | 92 | 95 | 70 | EF 200 | EF 67 | EF 70 | EF 82 | Wrap 5 ft | Valve | Valve & LF | Valve & TS
No AC | Wall Furnace | Slab-on-grade | 1 | 3 | 2 | 78-92 | 2400 | 0.11502 | 0.00052 | 0.00052 | 3.67 | 26% | 16.9% | 26% | 16.9% | 10.31 | 10.31 | 5.96 | 10.25 | 0.82 | 0.79 |  | 11.4 | 80 | 80 | 62 | EF 86 | EF 59 | EF 59 | EF 52 | None | None | None | None | 0.00052 | 0.00052 | 3.67 | 26% | 16.9% | 26% | 16.9% | 10.31 | 10.31 | 5.96 | 10.25 | 0.82 | 0.79 |  | 14 | 80 | 80 | 66 | EF 95 | EF 60 | EF 60 | EF 74 | None | None | None | None | 0.000442 | 0.000364 | 8 | 10% | 6.5% | 5% | 3.25% | 38 | 44 | 19 | 13 | 0.3 | 0.25 |  | 15 | 92 | 95 | 70 | EF 200 | EF 67 | EF 70 | EF 82 | Wrap 5 ft | Valve | Valve & LF | Valve & TS
AC | Wall Furnace | Slab-on-grade | 1 | 3 | 1 | 78-92 | 1810 | 0.11502 | 0.00052 | 0.00052 | 3.67 | 26% | 19.5% | 26% | 19.5% | 10.31 | 10.31 | 5.96 | 10.25 | 0.82 | 0.79 |  | 11.4 | 80 | 80 | 62 | EF 86 | EF 59 | EF 59 | EF 52 | None | None | None | None | 0.00052 | 0.00052 | 3.67 | 26% | 19.5% | 26% | 19.5% | 10.31 | 10.31 | 5.96 | 10.25 | 0.82 | 0.79 |  | 14 | 80 | 80 | 66 | EF 95 | EF 60 | EF 60 | EF 74 | None | None | None | None | 0.000442 | 0.000364 | 8 | 10% | 7.5% | 5% | 3.75% | 38 | 44 | 19 | 13 | 0.3 | 0.25 |  | 15 | 92 | 95 | 70 | EF 200 | EF 67 | EF 70 | EF 82 | Wrap 5 ft | Valve | Valve & LF | Valve & TS
AC | Wall Furnace | Slab-on-grade | 1 | 3 | 2 | 78-92 | 2400 | 0.11502 | 0.00052 | 0.00052 | 3.67 | 26% | 16.9% | 26% | 16.9% | 10.31 | 10.31 | 5.96 | 10.25 | 0.82 | 0.79 |  | 11.4 | 80 | 80 | 62 | EF 86 | EF 59 | EF 59 | EF 52 | None | None | None | None | 0.00052 | 0.00052 | 3.67 | 26% | 16.9% | 26% | 16.9% | 10.31 | 10.31 | 5.96 | 10.25 | 0.82 | 0.79 |  | 14 | 80 | 80 | 66 | EF 95 | EF 60 | EF 60 | EF 74 | None | None | None | None | 0.000442 | 0.000364 | 8 | 10% | 6.5% | 5% | 3.25% | 38 | 44 | 19 | 13 | 0.3 | 0.25 |  | 15 | 92 | 95 | 70 | EF 200 | EF 67 | EF 70 | EF 82 | Wrap 5 ft | Valve | Valve & LF | Valve & TS
No AC | Wall Furnace | Crawlspace | 1 | 3 | 1 | 78-92 | 1810 | 0.11502 | 0.00052 | 0.00052 | 3.67 | 26% | 19.5% | 26% | 19.5% | 10.31 | 10.31 | 5.96 | 10.25 | 0.82 | 0.79 |  | 11.4 | 80 | 80 | 62 | EF 86 | EF 59 | EF 59 | EF 52 | None | None | None | None | 0.00052 | 0.00052 | 3.67 | 26% | 19.5% | 26% | 19.5% | 10.31 | 10.31 | 5.96 | 10.25 | 0.82 | 0.79 |  | 14 | 80 | 80 | 66 | EF 95 | EF 60 | EF 60 | EF 74 | None | None | None | None | 0.000442 | 0.000364 | 8 | 10% | 7.5% | 5% | 3.75% | 38 | 44 | 19 | 13 | 0.3 | 0.25 |  | 15 | 92 | 95 | 70 | EF 200 | EF 67 | EF 70 | EF 82 | Wrap 5 ft | Valve | Valve & LF | Valve & TS
No AC | Wall Furnace | Crawlspace | 1 | 3 | 2 | 78-92 | 2400 | 0.11502 | 0.00052 | 0.00052 | 3.67 | 26% | 16.9% | 26% | 16.9% | 10.31 | 10.31 | 5.96 | 10.25 | 0.82 | 0.79 |  | 11.4 | 80 | 80 | 62 | EF 86 | EF 59 | EF 59 | EF 52 | None | None | None | None | 0.00052 | 0.00052 | 3.67 | 26% | 16.9% | 26% | 16.9% | 10.31 | 10.31 | 5.96 | 10.25 | 0.82 | 0.79 |  | 14 | 80 | 80 | 66 | EF 95 | EF 60 | EF 60 | EF 74 | None | None | None | None | 0.000442 | 0.000364 | 8 | 10% | 6.5% | 5% | 3.25% | 38 | 44 | 19 | 13 | 0.3 | 0.25 |  | 15 | 92 | 95 | 70 | EF 200 | EF 67 | EF 70 | EF 82 | Wrap 5 ft | Valve | Valve & LF | Valve & TS
AC | Wall Furnace | Crawlspace | 1 | 3 | 1 | 78-92 | 1810 | 0.11502 | 0.00052 | 0.00052 | 3.67 | 26% | 19.5% | 26% | 19.5% | 10.31 | 10.31 | 5.96 | 10.25 | 0.82 | 0.79 |  | 11.4 | 80 | 80 | 62 | EF 86 | EF 59 | EF 59 | EF 52 | None | None | None | None | 0.00052 | 0.00052 | 3.67 | 26% | 19.5% | 26% | 19.5% | 10.31 | 10.31 | 5.96 | 10.25 | 0.82 | 0.79 |  | 14 | 80 | 80 | 66 | EF 95 | EF 60 | EF 60 | EF 74 | None | None | None | None | 0.000442 | 0.000364 | 8 | 10% | 7.5% | 5% | 3.75% | 38 | 44 | 19 | 13 | 0.3 | 0.25 |  | 15 | 92 | 95 | 70 | EF 200 | EF 67 | EF 70 | EF 82 | Wrap 5 ft | Valve | Valve & LF | Valve & TS
AC | Wall Furnace | Crawlspace | 1 | 3 | 2 | 78-92 | 2400 | 0.11502 | 0.00052 | 0.00052 | 3.67 | 26% | 16.9% | 26% | 16.9% | 10.31 | 10.31 | 5.96 | 10.25 | 0.82 | 0.79 |  | 11.4 | 80 | 80 | 62 | EF 86 | EF 59 | EF 59 | EF 52 | None | None | None | None | 0.00052 | 0.00052 | 3.67 | 26% | 16.9% | 26% | 16.9% | 10.31 | 10.31 | 5.96 | 10.25 | 0.82 | 0.79 |  | 14 | 80 | 80 | 66 | EF 95 | EF 60 | EF 60 | EF 74 | None | None | None | None | 0.000442 | 0.000364 | 8 | 10% | 6.5% | 5% | 3.25% | 38 | 44 | 19 | 13 | 0.3 | 0.25 |  | 15 | 92 | 95 | 70 | EF 200 | EF 67 | EF 70 | EF 82 | Wrap 5 ft | Valve | Valve & LF | Valve & TS
No AC | Wall Furnace | Slab-on-grade | 1 | 3 | 1 | 93-01 | 1910 | 0.2 | 0.00046 | 0.00046 | 4.26 | 22% | 16.5% | 22% | 16.5% | 10.31 | 10.31 | 5.96 | 10.25 | 0.67 | 0.79 |  | 11.4 | 80 | 80 | 62 | EF 86 | EF 59 | EF 59 | EF 52 | None | None | None | None | 0.00046 | 0.00046 | 4.26 | 22% | 16.5% | 22% | 16.5% | 10.31 | 10.31 | 5.96 | 10.25 | 0.67 | 0.79 |  | 14 | 80 | 80 | 66 | EF 95 | EF 60 | EF 60 | EF 74 | None | None | None | None | 0.000391 | 0.000322 | 8 | 10% | 7.5% | 5% | 3.75% | 38 | 44 | 19 | 13 | 0.3 | 0.25 |  | 15 | 92 | 95 | 70 | EF 200 | EF 67 | EF 70 | EF 82 | Wrap 5 ft | Valve | Valve & LF | Valve & TS
No AC | Wall Furnace | Slab-on-grade | 1 | 3 | 2 | 93-01 | 2730 | 0.2 | 0.00046 | 0.00046 | 4.26 | 22% | 14.3% | 22% | 14.3% | 10.31 | 10.31 | 5.96 | 10.25 | 0.67 | 0.79 |  | 11.4 | 80 | 80 | 62 | EF 86 | EF 59 | EF 59 | EF 52 | None | None | None | None | 0.00046 | 0.00046 | 4.26 | 22% | 14.3% | 22% | 14.3% | 10.31 | 10.31 | 5.96 | 10.25 | 0.67 | 0.79 |  | 14 | 80 | 80 | 66 | EF 95 | EF 60 | EF 60 | EF 74 | None | None | None | None | 0.000391 | 0.000322 | 8 | 10% | 6.5% | 5% | 3.25% | 38 | 44 | 19 | 13 | 0.3 | 0.25 |  | 15 | 92 | 95 | 70 | EF 200 | EF 67 | EF 70 | EF 82 | Wrap 5 ft | Valve | Valve & LF | Valve & TS
AC | Wall Furnace | Slab-on-grade | 1 | 3 | 1 | 93-01 | 1910 | 0.2 | 0.00046 | 0.00046 | 4.26 | 22% | 16.5% | 22% | 16.5% | 10.31 | 10.31 | 5.96 | 10.25 | 0.67 | 0.79 |  | 11.4 | 80 | 80 | 62 | EF 86 | EF 59 | EF 59 | EF 52 | None | None | None | None | 0.00046 | 0.00046 | 4.26 | 22% | 16.5% | 22% | 16.5% | 10.31 | 10.31 | 5.96 | 10.25 | 0.67 | 0.79 |  | 14 | 80 | 80 | 66 | EF 95 | EF 60 | EF 60 | EF 74 | None | None | None | None | 0.000391 | 0.000322 | 8 | 10% | 7.5% | 5% | 3.75% | 38 | 44 | 19 | 13 | 0.3 | 0.25 |  | 15 | 92 | 95 | 70 | EF 200 | EF 67 | EF 70 | EF 82 | Wrap 5 ft | Valve | Valve & LF | Valve & TS
AC | Wall Furnace | Slab-on-grade | 1 | 3 | 2 | 93-01 | 2730 | 0.2 | 0.00046 | 0.00046 | 4.26 | 22% | 14.3% | 22% | 14.3% | 10.31 | 10.31 | 5.96 | 10.25 | 0.67 | 0.79 |  | 11.4 | 80 | 80 | 62 | EF 86 | EF 59 | EF 59 | EF 52 | None | None | None | None | 0.00046 | 0.00046 | 4.26 | 22% | 14.3% | 22% | 14.3% | 10.31 | 10.31 | 5.96 | 10.25 | 0.67 | 0.79 |  | 14 | 80 | 80 | 66 | EF 95 | EF 60 | EF 60 | EF 74 | None | None | None | None | 0.000391 | 0.000322 | 8 | 10% | 6.5% | 5% | 3.25% | 38 | 44 | 19 | 13 | 0.3 | 0.25 |  | 15 | 92 | 95 | 70 | EF 200 | EF 67 | EF 70 | EF 82 | Wrap 5 ft | Valve | Valve & LF | Valve & TS
No AC | Wall Furnace | Crawlspace | 1 | 3 | 1 | 93-01 | 1910 | 0.2 | 0.00046 | 0.00046 | 4.26 | 22% | 16.5% | 22% | 16.5% | 10.31 | 10.31 | 5.96 | 10.25 | 0.67 | 0.79 |  | 11.4 | 80 | 80 | 62 | EF 86 | EF 59 | EF 59 | EF 52 | None | None | None | None | 0.00046 | 0.00046 | 4.26 | 22% | 16.5% | 22% | 16.5% | 10.31 | 10.31 | 5.96 | 10.25 | 0.67 | 0.79 |  | 14 | 80 | 80 | 66 | EF 95 | EF 60 | EF 60 | EF 74 | None | None | None | None | 0.000391 | 0.000322 | 8 | 10% | 7.5% | 5% | 3.75% | 38 | 44 | 19 | 13 | 0.3 | 0.25 |  | 15 | 92 | 95 | 70 | EF 200 | EF 67 | EF 70 | EF 82 | Wrap 5 ft | Valve | Valve & LF | Valve & TS
No AC | Wall Furnace | Crawlspace | 1 | 3 | 2 | 93-01 | 2730 | 0.2 | 0.00046 | 0.00046 | 4.26 | 22% | 14.3% | 22% | 14.3% | 10.31 | 10.31 | 5.96 | 10.25 | 0.67 | 0.79 |  | 11.4 | 80 | 80 | 62 | EF 86 | EF 59 | EF 59 | EF 52 | None | None | None | None | 0.00046 | 0.00046 | 4.26 | 22% | 14.3% | 22% | 14.3% | 10.31 | 10.31 | 5.96 | 10.25 | 0.67 | 0.79 |  | 14 | 80 | 80 | 66 | EF 95 | EF 60 | EF 60 | EF 74 | None | None | None | None | 0.000391 | 0.000322 | 8 | 10% | 6.5% | 5% | 3.25% | 38 | 44 | 19 | 13 | 0.3 | 0.25 |  | 15 | 92 | 95 | 70 | EF 200 | EF 67 | EF 70 | EF 82 | Wrap 5 ft | Valve | Valve & LF | Valve & TS
AC | Wall Furnace | Crawlspace | 1 | 3 | 1 | 93-01 | 1910 | 0.2 | 0.00046 | 0.00046 | 4.26 | 22% | 16.5% | 22% | 16.5% | 10.31 | 10.31 | 5.96 | 10.25 | 0.67 | 0.79 |  | 11.4 | 80 | 80 | 62 | EF 86 | EF 59 | EF 59 | EF 52 | None | None | None | None | 0.00046 | 0.00046 | 4.26 | 22% | 16.5% | 22% | 16.5% | 10.31 | 10.31 | 5.96 | 10.25 | 0.67 | 0.79 |  | 14 | 80 | 80 | 66 | EF 95 | EF 60 | EF 60 | EF 74 | None | None | None | None | 0.000391 | 0.000322 | 8 | 10% | 7.5% | 5% | 3.75% | 38 | 44 | 19 | 13 | 0.3 | 0.25 |  | 15 | 92 | 95 | 70 | EF 200 | EF 67 | EF 70 | EF 82 | Wrap 5 ft | Valve | Valve & LF | Valve & TS
AC | Wall Furnace | Crawlspace | 1 | 3 | 2 | 93-01 | 2730 | 0.2 | 0.00046 | 0.00046 | 4.26 | 22% | 14.3% | 22% | 14.3% | 10.31 | 10.31 | 5.96 | 10.25 | 0.67 | 0.79 |  | 11.4 | 80 | 80 | 62 | EF 86 | EF 59 | EF 59 | EF 52 | None | None | None | None | 0.00046 | 0.00046 | 4.26 | 22% | 14.3% | 22% | 14.3% | 10.31 | 10.31 | 5.96 | 10.25 | 0.67 | 0.79 |  | 14 | 80 | 80 | 66 | EF 95 | EF 60 | EF 60 | EF 74 | None | None | None | None | 0.000391 | 0.000322 | 8 | 10% | 6.5% | 5% | 3.25% | 38 | 44 | 19 | 13 | 0.3 | 0.25 |  | 15 | 92 | 95 | 70 | EF 200 | EF 67 | EF 70 | EF 82 | Wrap 5 ft | Valve | Valve & LF | Valve & TS
No AC | Furnace | Slab-on-grade | 3 | 3 | 1 | pre78 | 1600 | 0.14016 | 0.00071 | 0.00071 | 3.32 | 33% | 24.75% | 33% | 24.75% | 6.68 | 6.68 | 1.34 | 0.96 | 1.23 | 0.87 |  | 11.4 | 80 | 80 | 62 | EF 86 | EF 59 | EF 59 | EF 52 | None | None | None | None | 0.00071 | 0.00071 | 3.32 | 33% | 24.75% | 33% | 24.75% | 6.68 | 6.68 | 1.34 | 0.96 | 1.23 | 0.87 |  | 14 | 80 | 80 | 66 | EF 95 | EF 60 | EF 60 | EF 74 | None | None | None | None | 0.0006035 | 0.000497 | 8 | 10% | 7.5% | 5% | 3.75% | 30 | 44 | 19 | 13 | 0.3 | 0.25 |  | 15 | 92 | 95 | 70 | EF 200 | EF 67 | EF 70 | EF 82 | Wrap 5 ft | Valve | Valve & LF | Valve & TS
No AC | Furnace | Slab-on-grade | 3 | 3 | 2 | pre78 | 1990 | 0.14016 | 0.00071 | 0.00071 | 3.32 | 33% | 21.45% | 33% | 21.45% | 6.68 | 6.68 | 1.34 | 0.96 | 1.23 | 0.87 |  | 11.4 | 80 | 80 | 62 | EF 86 | EF 59 | EF 59 | EF 52 | None | None | None | None | 0.00071 | 0.00071 | 3.32 | 33% | 21.45% | 33% | 21.45% | 6.68 | 6.68 | 1.34 | 0.96 | 1.23 | 0.87 |  | 14 | 80 | 80 | 66 | EF 95 | EF 60 | EF 60 | EF 74 | None | None | None | None | 0.0006035 | 0.000497 | 8 | 10% | 6.5% | 5% | 3.25% | 30 | 44 | 19 | 13 | 0.3 | 0.25 |  | 15 | 92 | 95 | 70 | EF 200 | EF 67 | EF 70 | EF 82 | Wrap 5 ft | Valve | Valve & LF | Valve & TS
AC | Furnace | Slab-on-grade | 3 | 3 | 1 | pre78 | 1600 | 0.14016 | 0.00071 | 0.00071 | 3.32 | 33% | 24.75% | 33% | 24.75% | 6.68 | 6.68 | 1.34 | 0.96 | 1.23 | 0.87 |  | 11.4 | 80 | 80 | 62 | EF 86 | EF 59 | EF 59 | EF 52 | None | None | None | None | 0.00071 | 0.00071 | 3.32 | 33% | 24.75% | 33% | 24.75% | 6.68 | 6.68 | 1.34 | 0.96 | 1.23 | 0.87 |  | 14 | 80 | 80 | 66 | EF 95 | EF 60 | EF 60 | EF 74 | None | None | None | None | 0.0006035 | 0.000497 | 8 | 10% | 7.5% | 5% | 3.75% | 30 | 44 | 19 | 13 | 0.3 | 0.25 |  | 15 | 92 | 95 | 70 | EF 200 | EF 67 | EF 70 | EF 82 | Wrap 5 ft | Valve | Valve & LF | Valve & TS
AC | Furnace | Slab-on-grade | 3 | 3 | 2 | pre78 | 1990 | 0.14016 | 0.00071 | 0.00071 | 3.32 | 33% | 21.45% | 33% | 21.45% | 6.68 | 6.68 | 1.34 | 0.96 | 1.23 | 0.87 |  | 11.4 | 80 | 80 | 62 | EF 86 | EF 59 | EF 59 | EF 52 | None | None | None | None | 0.00071 | 0.00071 | 3.32 | 33% | 21.45% | 33% | 21.45% | 6.68 | 6.68 | 1.34 | 0.96 | 1.23 | 0.87 |  | 14 | 80 | 80 | 66 | EF 95 | EF 60 | EF 60 | EF 74 | None | None | None | None | 0.0006035 | 0.000497 | 8 | 10% | 6.5% | 5% | 3.25% | 30 | 44 | 19 | 13 | 0.3 | 0.25 |  | 15 | 92 | 95 | 70 | EF 200 | EF 67 | EF 70 | EF 82 | Wrap 5 ft | Valve | Valve & LF | Valve & TS
No AC | Furnace | Crawlspace | 3 | 3 | 1 | pre78 | 1600 | 0.14016 | 0.00071 | 0.00071 | 3.32 | 33% | 24.75% | 33% | 24.75% | 6.68 | 6.68 | 1.34 | 0.96 | 1.23 | 0.87 |  | 11.4 | 80 | 80 | 62 | EF 86 | EF 59 | EF 59 | EF 52 | None | None | None | None | 0.00071 | 0.00071 | 3.32 | 33% | 24.75% | 33% | 24.75% | 6.68 | 6.68 | 1.34 | 0.96 | 1.23 | 0.87 |  | 14 | 80 | 80 | 66 | EF 95 | EF 60 | EF 60 | EF 74 | None | None | None | None | 0.0006035 | 0.000497 | 8 | 10% | 7.5% | 5% | 3.75% | 30 | 44 | 19 | 13 | 0.3 | 0.25 |  | 15 | 92 | 95 | 70 | EF 200 | EF 67 | EF 70 | EF 82 | Wrap 5 ft | Valve | Valve & LF | Valve & TS
No AC | Furnace | Crawlspace | 3 | 3 | 2 | pre78 | 1990 | 0.14016 | 0.00071 | 0.00071 | 3.32 | 33% | 21.45% | 33% | 21.45% | 6.68 | 6.68 | 1.34 | 0.96 | 1.23 | 0.87 |  | 11.4 | 80 | 80 | 62 | EF 86 | EF 59 | EF 59 | EF 52 | None | None | None | None | 0.00071 | 0.00071 | 3.32 | 33% | 21.45% | 33% | 21.45% | 6.68 | 6.68 | 1.34 | 0.96 | 1.23 | 0.87 |  | 14 | 80 | 80 | 66 | EF 95 | EF 60 | EF 60 | EF 74 | None | None | None | None | 0.0006035 | 0.000497 | 8 | 10% | 6.5% | 5% | 3.25% | 30 | 44 | 19 | 13 | 0.3 | 0.25 |  | 15 | 92 | 95 | 70 | EF 200 | EF 67 | EF 70 | EF 82 | Wrap 5 ft | Valve | Valve & LF | Valve & TS
AC | Furnace | Crawlspace | 3 | 3 | 1 | pre78 | 1600 | 0.14016 | 0.00071 | 0.00071 | 3.32 | 33% | 24.75% | 33% | 24.75% | 6.68 | 6.68 | 1.34 | 0.96 | 1.23 | 0.87 |  | 11.4 | 80 | 80 | 62 | EF 86 | EF 59 | EF 59 | EF 52 | None | None | None | None | 0.00071 | 0.00071 | 3.32 | 33% | 24.75% | 33% | 24.75% | 6.68 | 6.68 | 1.34 | 0.96 | 1.23 | 0.87 |  | 14 | 80 | 80 | 66 | EF 95 | EF 60 | EF 60 | EF 74 | None | None | None | None | 0.0006035 | 0.000497 | 8 | 10% | 7.5% | 5% | 3.75% | 30 | 44 | 19 | 13 | 0.3 | 0.25 |  | 15 | 92 | 95 | 70 | EF 200 | EF 67 | EF 70 | EF 82 | Wrap 5 ft | Valve | Valve & LF | Valve & TS
AC | Furnace | Crawlspace | 3 | 3 | 2 | pre78 | 1990 | 0.14016 | 0.00071 | 0.00071 | 3.32 | 33% | 21.45% | 33% | 21.45% | 6.68 | 6.68 | 1.34 | 0.96 | 1.23 | 0.87 |  | 11.4 | 80 | 80 | 62 | EF 86 | EF 59 | EF 59 | EF 52 | None | None | None | None | 0.00071 | 0.00071 | 3.32 | 33% | 21.45% | 33% | 21.45% | 6.68 | 6.68 | 1.34 | 0.96 | 1.23 | 0.87 |  | 14 | 80 | 80 | 66 | EF 95 | EF 60 | EF 60 | EF 74 | None | None | None | None | 0.0006035 | 0.000497 | 8 | 10% | 6.5% | 5% | 3.25% | 30 | 44 | 19 | 13 | 0.3 | 0.25 |  | 15 | 92 | 95 | 70 | EF 200 | EF 67 | EF 70 | EF 82 | Wrap 5 ft | Valve | Valve & LF | Valve & TS
No AC | Furnace | Slab-on-grade | 3 | 3 | 1 | 78-92 | 1810 | 0.11502 | 0.00052 | 0.00052 | 3.67 | 26% | 19.5% | 26% | 19.5% | 10.31 | 10.31 | 5.96 | 10.25 | 0.82 | 0.79 |  | 11.4 | 80 | 80 | 62 | EF 86 | EF 59 | EF 59 | EF 52 | None | None | None | None | 0.00052 | 0.00052 | 3.67 | 26% | 19.5% | 26% | 19.5% | 10.31 | 10.31 | 5.96 | 10.25 | 0.82 | 0.79 |  | 14 | 80 | 80 | 66 | EF 95 | EF 60 | EF 60 | EF 74 | None | None | None | None | 0.000442 | 0.000364 | 8 | 10% | 7.5% | 5% | 3.75% | 30 | 44 | 19 | 13 | 0.3 | 0.25 |  | 15 | 92 | 95 | 70 | EF 200 | EF 67 | EF 70 | EF 82 | Wrap 5 ft | Valve | Valve & LF | Valve & TS
No AC | Furnace | Slab-on-grade | 3 | 3 | 2 | 78-92 | 2400 | 0.11502 | 0.00052 | 0.00052 | 3.67 | 26% | 16.9% | 26% | 16.9% | 10.31 | 10.31 | 5.96 | 10.25 | 0.82 | 0.79 |  | 11.4 | 80 | 80 | 62 | EF 86 | EF 59 | EF 59 | EF 52 | None | None | None | None | 0.00052 | 0.00052 | 3.67 | 26% | 16.9% | 26% | 16.9% | 10.31 | 10.31 | 5.96 | 10.25 | 0.82 | 0.79 |  | 14 | 80 | 80 | 66 | EF 95 | EF 60 | EF 60 | EF 74 | None | None | None | None | 0.000442 | 0.000364 | 8 | 10% | 6.5% | 5% | 3.25% | 30 | 44 | 19 | 13 | 0.3 | 0.25 |  | 15 | 92 | 95 | 70 | EF 200 | EF 67 | EF 70 | EF 82 | Wrap 5 ft | Valve | Valve & LF | Valve & TS
AC | Furnace | Slab-on-grade | 3 | 3 | 1 | 78-92 | 1810 | 0.11502 | 0.00052 | 0.00052 | 3.67 | 26% | 19.5% | 26% | 19.5% | 10.31 | 10.31 | 5.96 | 10.25 | 0.82 | 0.79 |  | 11.4 | 80 | 80 | 62 | EF 86 | EF 59 | EF 59 | EF 52 | None | None | None | None | 0.00052 | 0.00052 | 3.67 | 26% | 19.5% | 26% | 19.5% | 10.31 | 10.31 | 5.96 | 10.25 | 0.82 | 0.79 |  | 14 | 80 | 80 | 66 | EF 95 | EF 60 | EF 60 | EF 74 | None | None | None | None | 0.000442 | 0.000364 | 8 | 10% | 7.5% | 5% | 3.75% | 30 | 44 | 19 | 13 | 0.3 | 0.25 |  | 15 | 92 | 95 | 70 | EF 200 | EF 67 | EF 70 | EF 82 | Wrap 5 ft | Valve | Valve & LF | Valve & TS
AC | Furnace | Slab-on-grade | 3 | 3 | 2 | 78-92 | 2400 | 0.11502 | 0.00052 | 0.00052 | 3.67 | 26% | 16.9% | 26% | 16.9% | 10.31 | 10.31 | 5.96 | 10.25 | 0.82 | 0.79 |  | 11.4 | 80 | 80 | 62 | EF 86 | EF 59 | EF 59 | EF 52 | None | None | None | None | 0.00052 | 0.00052 | 3.67 | 26% | 16.9% | 26% | 16.9% | 10.31 | 10.31 | 5.96 | 10.25 | 0.82 | 0.79 |  | 14 | 80 | 80 | 66 | EF 95 | EF 60 | EF 60 | EF 74 | None | None | None | None | 0.000442 | 0.000364 | 8 | 10% | 6.5% | 5% | 3.25% | 30 | 44 | 19 | 13 | 0.3 | 0.25 |  | 15 | 92 | 95 | 70 | EF 200 | EF 67 | EF 70 | EF 82 | Wrap 5 ft | Valve | Valve & LF | Valve & TS
No AC | Furnace | Crawlspace | 3 | 3 | 1 | 78-92 | 1810 | 0.11502 | 0.00052 | 0.00052 | 3.67 | 26% | 19.5% | 26% | 19.5% | 10.31 | 10.31 | 5.96 | 10.25 | 0.82 | 0.79 |  | 11.4 | 80 | 80 | 62 | EF 86 | EF 59 | EF 59 | EF 52 | None | None | None | None | 0.00052 | 0.00052 | 3.67 | 26% | 19.5% | 26% | 19.5% | 10.31 | 10.31 | 5.96 | 10.25 | 0.82 | 0.79 |  | 14 | 80 | 80 | 66 | EF 95 | EF 60 | EF 60 | EF 74 | None | None | None | None | 0.000442 | 0.000364 | 8 | 10% | 7.5% | 5% | 3.75% | 30 | 44 | 19 | 13 | 0.3 | 0.25 |  | 15 | 92 | 95 | 70 | EF 200 | EF 67 | EF 70 | EF 82 | Wrap 5 ft | Valve | Valve & LF | Valve & TS
No AC | Furnace | Crawlspace | 3 | 3 | 2 | 78-92 | 2400 | 0.11502 | 0.00052 | 0.00052 | 3.67 | 26% | 16.9% | 26% | 16.9% | 10.31 | 10.31 | 5.96 | 10.25 | 0.82 | 0.79 |  | 11.4 | 80 | 80 | 62 | EF 86 | EF 59 | EF 59 | EF 52 | None | None | None | None | 0.00052 | 0.00052 | 3.67 | 26% | 16.9% | 26% | 16.9% | 10.31 | 10.31 | 5.96 | 10.25 | 0.82 | 0.79 |  | 14 | 80 | 80 | 66 | EF 95 | EF 60 | EF 60 | EF 74 | None | None | None | None | 0.000442 | 0.000364 | 8 | 10% | 6.5% | 5% | 3.25% | 30 | 44 | 19 | 13 | 0.3 | 0.25 |  | 15 | 92 | 95 | 70 | EF 200 | EF 67 | EF 70 | EF 82 | Wrap 5 ft | Valve | Valve & LF | Valve & TS
AC | Furnace | Crawlspace | 3 | 3 | 1 | 78-92 | 1810 | 0.11502 | 0.00052 | 0.00052 | 3.67 | 26% | 19.5% | 26% | 19.5% | 10.31 | 10.31 | 5.96 | 10.25 | 0.82 | 0.79 |  | 11.4 | 80 | 80 | 62 | EF 86 | EF 59 | EF 59 | EF 52 | None | None | None | None | 0.00052 | 0.00052 | 3.67 | 26% | 19.5% | 26% | 19.5% | 10.31 | 10.31 | 5.96 | 10.25 | 0.82 | 0.79 |  | 14 | 80 | 80 | 66 | EF 95 | EF 60 | EF 60 | EF 74 | None | None | None | None | 0.000442 | 0.000364 | 8 | 10% | 7.5% | 5% | 3.75% | 30 | 44 | 19 | 13 | 0.3 | 0.25 |  | 15 | 92 | 95 | 70 | EF 200 | EF 67 | EF 70 | EF 82 | Wrap 5 ft | Valve | Valve & LF | Valve & TS
AC | Furnace | Crawlspace | 3 | 3 | 2 | 78-92 | 2400 | 0.11502 | 0.00052 | 0.00052 | 3.67 | 26% | 16.9% | 26% | 16.9% | 10.31 | 10.31 | 5.96 | 10.25 | 0.82 | 0.79 |  | 11.4 | 80 | 80 | 62 | EF 86 | EF 59 | EF 59 | EF 52 | None | None | None | None | 0.00052 | 0.00052 | 3.67 | 26% | 16.9% | 26% | 16.9% | 10.31 | 10.31 | 5.96 | 10.25 | 0.82 | 0.79 |  | 14 | 80 | 80 | 66 | EF 95 | EF 60 | EF 60 | EF 74 | None | None | None | None | 0.000442 | 0.000364 | 8 | 10% | 6.5% | 5% | 3.25% | 30 | 44 | 19 | 13 | 0.3 | 0.25 |  | 15 | 92 | 95 | 70 | EF 200 | EF 67 | EF 70 | EF 82 | Wrap 5 ft | Valve | Valve & LF | Valve & TS
No AC | Furnace | Slab-on-grade | 3 | 3 | 1 | 93-01 | 1910 | 0.2 | 0.00046 | 0.00046 | 4.26 | 22% | 16.5% | 22% | 16.5% | 10.31 | 10.31 | 5.96 | 10.25 | 0.67 | 0.79 |  | 11.4 | 80 | 80 | 62 | EF 86 | EF 59 | EF 59 | EF 52 | None | None | None | None | 0.00046 | 0.00046 | 4.26 | 22% | 16.5% | 22% | 16.5% | 10.31 | 10.31 | 5.96 | 10.25 | 0.67 | 0.79 |  | 14 | 80 | 80 | 66 | EF 95 | EF 60 | EF 60 | EF 74 | None | None | None | None | 0.000391 | 0.000322 | 8 | 10% | 7.5% | 5% | 3.75% | 30 | 44 | 19 | 13 | 0.3 | 0.25 |  | 15 | 92 | 95 | 70 | EF 200 | EF 67 | EF 70 | EF 82 | Wrap 5 ft | Valve | Valve & LF | Valve & TS
No AC | Furnace | Slab-on-grade | 3 | 3 | 2 | 93-01 | 2730 | 0.2 | 0.00046 | 0.00046 | 4.26 | 22% | 14.3% | 22% | 14.3% | 10.31 | 10.31 | 5.96 | 10.25 | 0.67 | 0.79 |  | 11.4 | 80 | 80 | 62 | EF 86 | EF 59 | EF 59 | EF 52 | None | None | None | None | 0.00046 | 0.00046 | 4.26 | 22% | 14.3% | 22% | 14.3% | 10.31 | 10.31 | 5.96 | 10.25 | 0.67 | 0.79 |  | 14 | 80 | 80 | 66 | EF 95 | EF 60 | EF 60 | EF 74 | None | None | None | None | 0.000391 | 0.000322 | 8 | 10% | 6.5% | 5% | 3.25% | 30 | 44 | 19 | 13 | 0.3 | 0.25 |  | 15 | 92 | 95 | 70 | EF 200 | EF 67 | EF 70 | EF 82 | Wrap 5 ft | Valve | Valve & LF | Valve & TS
AC | Furnace | Slab-on-grade | 3 | 3 | 1 | 93-01 | 1910 | 0.2 | 0.00046 | 0.00046 | 4.26 | 22% | 16.5% | 22% | 16.5% | 10.31 | 10.31 | 5.96 | 10.25 | 0.67 | 0.79 |  | 11.4 | 80 | 80 | 62 | EF 86 | EF 59 | EF 59 | EF 52 | None | None | None | None | 0.00046 | 0.00046 | 4.26 | 22% | 16.5% | 22% | 16.5% | 10.31 | 10.31 | 5.96 | 10.25 | 0.67 | 0.79 |  | 14 | 80 | 80 | 66 | EF 95 | EF 60 | EF 60 | EF 74 | None | None | None | None | 0.000391 | 0.000322 | 8 | 10% | 7.5% | 5% | 3.75% | 30 | 44 | 19 | 13 | 0.3 | 0.25 |  | 15 | 92 | 95 | 70 | EF 200 | EF 67 | EF 70 | EF 82 | Wrap 5 ft | Valve | Valve & LF | Valve & TS
AC | Furnace | Slab-on-grade | 3 | 3 | 2 | 93-01 | 2730 | 0.2 | 0.00046 | 0.00046 | 4.26 | 22% | 14.3% | 22% | 14.3% | 10.31 | 10.31 | 5.96 | 10.25 | 0.67 | 0.79 |  | 11.4 | 80 | 80 | 62 | EF 86 | EF 59 | EF 59 | EF 52 | None | None | None | None | 0.00046 | 0.00046 | 4.26 | 22% | 14.3% | 22% | 14.3% | 10.31 | 10.31 | 5.96 | 10.25 | 0.67 | 0.79 |  | 14 | 80 | 80 | 66 | EF 95 | EF 60 | EF 60 | EF 74 | None | None | None | None | 0.000391 | 0.000322 | 8 | 10% | 6.5% | 5% | 3.25% | 30 | 44 | 19 | 13 | 0.3 | 0.25 |  | 15 | 92 | 95 | 70 | EF 200 | EF 67 | EF 70 | EF 82 | Wrap 5 ft | Valve | Valve & LF | Valve & TS
No AC | Furnace | Crawlspace | 3 | 3 | 1 | 93-01 | 1910 | 0.2 | 0.00046 | 0.00046 | 4.26 | 22% | 16.5% | 22% | 16.5% | 10.31 | 10.31 | 5.96 | 10.25 | 0.67 | 0.79 |  | 11.4 | 80 | 80 | 62 | EF 86 | EF 59 | EF 59 | EF 52 | None | None | None | None | 0.00046 | 0.00046 | 4.26 | 22% | 16.5% | 22% | 16.5% | 10.31 | 10.31 | 5.96 | 10.25 | 0.67 | 0.79 |  | 14 | 80 | 80 | 66 | EF 95 | EF 60 | EF 60 | EF 74 | None | None | None | None | 0.000391 | 0.000322 | 8 | 10% | 7.5% | 5% | 3.75% | 30 | 44 | 19 | 13 | 0.3 | 0.25 |  | 15 | 92 | 95 | 70 | EF 200 | EF 67 | EF 70 | EF 82 | Wrap 5 ft | Valve | Valve & LF | Valve & TS
No AC | Furnace | Crawlspace | 3 | 3 | 2 | 93-01 | 2730 | 0.2 | 0.00046 | 0.00046 | 4.26 | 22% | 14.3% | 22% | 14.3% | 10.31 | 10.31 | 5.96 | 10.25 | 0.67 | 0.79 |  | 11.4 | 80 | 80 | 62 | EF 86 | EF 59 | EF 59 | EF 52 | None | None | None | None | 0.00046 | 0.00046 | 4.26 | 22% | 14.3% | 22% | 14.3% | 10.31 | 10.31 | 5.96 | 10.25 | 0.67 | 0.79 |  | 14 | 80 | 80 | 66 | EF 95 | EF 60 | EF 60 | EF 74 | None | None | None | None | 0.000391 | 0.000322 | 8 | 10% | 6.5% | 5% | 3.25% | 30 | 44 | 19 | 13 | 0.3 | 0.25 |  | 15 | 92 | 95 | 70 | EF 200 | EF 67 | EF 70 | EF 82 | Wrap 5 ft | Valve | Valve & LF | Valve & TS
AC | Furnace | Crawlspace | 3 | 3 | 1 | 93-01 | 1910 | 0.2 | 0.00046 | 0.00046 | 4.26 | 22% | 16.5% | 22% | 16.5% | 10.31 | 10.31 | 5.96 | 10.25 | 0.67 | 0.79 |  | 11.4 | 80 | 80 | 62 | EF 86 | EF 59 | EF 59 | EF 52 | None | None | None | None | 0.00046 | 0.00046 | 4.26 | 22% | 16.5% | 22% | 16.5% | 10.31 | 10.31 | 5.96 | 10.25 | 0.67 | 0.79 |  | 14 | 80 | 80 | 66 | EF 95 | EF 60 | EF 60 | EF 74 | None | None | None | None | 0.000391 | 0.000322 | 8 | 10% | 7.5% | 5% | 3.75% | 30 | 44 | 19 | 13 | 0.3 | 0.25 |  | 15 | 92 | 95 | 70 | EF 200 | EF 67 | EF 70 | EF 82 | Wrap 5 ft | Valve | Valve & LF | Valve & TS
AC | Furnace | Crawlspace | 3 | 3 | 2 | 93-01 | 2730 | 0.2 | 0.00046 | 0.00046 | 4.26 | 22% | 14.3% | 22% | 14.3% | 10.31 | 10.31 | 5.96 | 10.25 | 0.67 | 0.79 |  | 11.4 | 80 | 80 | 62 | EF 86 | EF 59 | EF 59 | EF 52 | None | None | None | None | 0.00046 | 0.00046 | 4.26 | 22% | 14.3% | 22% | 14.3% | 10.31 | 10.31 | 5.96 | 10.25 | 0.67 | 0.79 |  | 14 | 80 | 80 | 66 | EF 95 | EF 60 | EF 60 | EF 74 | None | None | None | None | 0.000391 | 0.000322 | 8 | 10% | 6.5% | 5% | 3.25% | 30 | 44 | 19 | 13 | 0.3 | 0.25 |  | 15 | 92 | 95 | 70 | EF 200 | EF 67 | EF 70 | EF 82 | Wrap 5 ft | Valve | Valve & LF | Valve & TS
No AC | Wall Furnace | Slab-on-grade | 3 | 3 | 1 | pre78 | 1600 | 0.14016 | 0.00071 | 0.00071 | 3.32 | 33% | 24.75% | 33% | 24.75% | 6.68 | 6.68 | 1.34 | 0.96 | 1.23 | 0.87 |  | 11.4 | 80 | 80 | 62 | EF 86 | EF 59 | EF 59 | EF 52 | None | None | None | None | 0.00071 | 0.00071 | 3.32 | 33% | 24.75% | 33% | 24.75% | 6.68 | 6.68 | 1.34 | 0.96 | 1.23 | 0.87 |  | 14 | 80 | 80 | 66 | EF 95 | EF 60 | EF 60 | EF 74 | None | None | None | None | 0.0006035 | 0.000497 | 8 | 10% | 7.5% | 5% | 3.75% | 30 | 44 | 19 | 13 | 0.3 | 0.25 |  | 15 | 92 | 95 | 70 | EF 200 | EF 67 | EF 70 | EF 82 | Wrap 5 ft | Valve | Valve & LF | Valve & TS
No AC | Wall Furnace | Slab-on-grade | 3 | 3 | 2 | pre78 | 1990 | 0.14016 | 0.00071 | 0.00071 | 3.32 | 33% | 21.45% | 33% | 21.45% | 6.68 | 6.68 | 1.34 | 0.96 | 1.23 | 0.87 |  | 11.4 | 80 | 80 | 62 | EF 86 | EF 59 | EF 59 | EF 52 | None | None | None | None | 0.00071 | 0.00071 | 3.32 | 33% | 21.45% | 33% | 21.45% | 6.68 | 6.68 | 1.34 | 0.96 | 1.23 | 0.87 |  | 14 | 80 | 80 | 66 | EF 95 | EF 60 | EF 60 | EF 74 | None | None | None | None | 0.0006035 | 0.000497 | 8 | 10% | 6.5% | 5% | 3.25% | 30 | 44 | 19 | 13 | 0.3 | 0.25 |  | 15 | 92 | 95 | 70 | EF 200 | EF 67 | EF 70 | EF 82 | Wrap 5 ft | Valve | Valve & LF | Valve & TS
AC | Wall Furnace | Slab-on-grade | 3 | 3 | 1 | pre78 | 1600 | 0.14016 | 0.00071 | 0.00071 | 3.32 | 33% | 24.75% | 33% | 24.75% | 6.68 | 6.68 | 1.34 | 0.96 | 1.23 | 0.87 |  | 11.4 | 80 | 80 | 62 | EF 86 | EF 59 | EF 59 | EF 52 | None | None | None | None | 0.00071 | 0.00071 | 3.32 | 33% | 24.75% | 33% | 24.75% | 6.68 | 6.68 | 1.34 | 0.96 | 1.23 | 0.87 |  | 14 | 80 | 80 | 66 | EF 95 | EF 60 | EF 60 | EF 74 | None | None | None | None | 0.0006035 | 0.000497 | 8 | 10% | 7.5% | 5% | 3.75% | 30 | 44 | 19 | 13 | 0.3 | 0.25 |  | 15 | 92 | 95 | 70 | EF 200 | EF 67 | EF 70 | EF 82 | Wrap 5 ft | Valve | Valve & LF | Valve & TS
AC | Wall Furnace | Slab-on-grade | 3 | 3 | 2 | pre78 | 1990 | 0.14016 | 0.00071 | 0.00071 | 3.32 | 33% | 21.45% | 33% | 21.45% | 6.68 | 6.68 | 1.34 | 0.96 | 1.23 | 0.87 |  | 11.4 | 80 | 80 | 62 | EF 86 | EF 59 | EF 59 | EF 52 | None | None | None | None | 0.00071 | 0.00071 | 3.32 | 33% | 21.45% | 33% | 21.45% | 6.68 | 6.68 | 1.34 | 0.96 | 1.23 | 0.87 |  | 14 | 80 | 80 | 66 | EF 95 | EF 60 | EF 60 | EF 74 | None | None | None | None | 0.0006035 | 0.000497 | 8 | 10% | 6.5% | 5% | 3.25% | 30 | 44 | 19 | 13 | 0.3 | 0.25 |  | 15 | 92 | 95 | 70 | EF 200 | EF 67 | EF 70 | EF 82 | Wrap 5 ft | Valve | Valve & LF | Valve & TS
No AC | Wall Furnace | Crawlspace | 3 | 3 | 1 | pre78 | 1600 | 0.14016 | 0.00071 | 0.00071 | 3.32 | 33% | 24.75% | 33% | 24.75% | 6.68 | 6.68 | 1.34 | 0.96 | 1.23 | 0.87 |  | 11.4 | 80 | 80 | 62 | EF 86 | EF 59 | EF 59 | EF 52 | None | None | None | None | 0.00071 | 0.00071 | 3.32 | 33% | 24.75% | 33% | 24.75% | 6.68 | 6.68 | 1.34 | 0.96 | 1.23 | 0.87 |  | 14 | 80 | 80 | 66 | EF 95 | EF 60 | EF 60 | EF 74 | None | None | None | None | 0.0006035 | 0.000497 | 8 | 10% | 7.5% | 5% | 3.75% | 30 | 44 | 19 | 13 | 0.3 | 0.25 |  | 15 | 92 | 95 | 70 | EF 200 | EF 67 | EF 70 | EF 82 | Wrap 5 ft | Valve | Valve & LF | Valve & TS
No AC | Wall Furnace | Crawlspace | 3 | 3 | 2 | pre78 | 1990 | 0.14016 | 0.00071 | 0.00071 | 3.32 | 33% | 21.45% | 33% | 21.45% | 6.68 | 6.68 | 1.34 | 0.96 | 1.23 | 0.87 |  | 11.4 | 80 | 80 | 62 | EF 86 | EF 59 | EF 59 | EF 52 | None | None | None | None | 0.00071 | 0.00071 | 3.32 | 33% | 21.45% | 33% | 21.45% | 6.68 | 6.68 | 1.34 | 0.96 | 1.23 | 0.87 |  | 14 | 80 | 80 | 66 | EF 95 | EF 60 | EF 60 | EF 74 | None | None | None | None | 0.0006035 | 0.000497 | 8 | 10% | 6.5% | 5% | 3.25% | 30 | 44 | 19 | 13 | 0.3 | 0.25 |  | 15 | 92 | 95 | 70 | EF 200 | EF 67 | EF 70 | EF 82 | Wrap 5 ft | Valve | Valve & LF | Valve & TS
AC | Wall Furnace | Crawlspace | 3 | 3 | 1 | pre78 | 1600 | 0.14016 | 0.00071 | 0.00071 | 3.32 | 33% | 24.75% | 33% | 24.75% | 6.68 | 6.68 | 1.34 | 0.96 | 1.23 | 0.87 |  | 11.4 | 80 | 80 | 62 | EF 86 | EF 59 | EF 59 | EF 52 | None | None | None | None | 0.00071 | 0.00071 | 3.32 | 33% | 24.75% | 33% | 24.75% | 6.68 | 6.68 | 1.34 | 0.96 | 1.23 | 0.87 |  | 14 | 80 | 80 | 66 | EF 95 | EF 60 | EF 60 | EF 74 | None | None | None | None | 0.0006035 | 0.000497 | 8 | 10% | 7.5% | 5% | 3.75% | 30 | 44 | 19 | 13 | 0.3 | 0.25 |  | 15 | 92 | 95 | 70 | EF 200 | EF 67 | EF 70 | EF 82 | Wrap 5 ft | Valve | Valve & LF | Valve & TS
AC | Wall Furnace | Crawlspace | 3 | 3 | 2 | pre78 | 1990 | 0.14016 | 0.00071 | 0.00071 | 3.32 | 33% | 21.45% | 33% | 21.45% | 6.68 | 6.68 | 1.34 | 0.96 | 1.23 | 0.87 |  | 11.4 | 80 | 80 | 62 | EF 86 | EF 59 | EF 59 | EF 52 | None | None | None | None | 0.00071 | 0.00071 | 3.32 | 33% | 21.45% | 33% | 21.45% | 6.68 | 6.68 | 1.34 | 0.96 | 1.23 | 0.87 |  | 14 | 80 | 80 | 66 | EF 95 | EF 60 | EF 60 | EF 74 | None | None | None | None | 0.0006035 | 0.000497 | 8 | 10% | 6.5% | 5% | 3.25% | 30 | 44 | 19 | 13 | 0.3 | 0.25 |  | 15 | 92 | 95 | 70 | EF 200 | EF 67 | EF 70 | EF 82 | Wrap 5 ft | Valve | Valve & LF | Valve & TS
No AC | Wall Furnace | Slab-on-grade | 3 | 3 | 1 | 78-92 | 1810 | 0.11502 | 0.00052 | 0.00052 | 3.67 | 26% | 19.5% | 26% | 19.5% | 10.31 | 10.31 | 5.96 | 10.25 | 0.82 | 0.79 |  | 11.4 | 80 | 80 | 62 | EF 86 | EF 59 | EF 59 | EF 52 | None | None | None | None | 0.00052 | 0.00052 | 3.67 | 26% | 19.5% | 26% | 19.5% | 10.31 | 10.31 | 5.96 | 10.25 | 0.82 | 0.79 |  | 14 | 80 | 80 | 66 | EF 95 | EF 60 | EF 60 | EF 74 | None | None | None | None | 0.000442 | 0.000364 | 8 | 10% | 7.5% | 5% | 3.75% | 30 | 44 | 19 | 13 | 0.3 | 0.25 |  | 15 | 92 | 95 | 70 | EF 200 | EF 67 | EF 70 | EF 82 | Wrap 5 ft | Valve | Valve & LF | Valve & TS
No AC | Wall Furnace | Slab-on-grade | 3 | 3 | 2 | 78-92 | 2400 | 0.11502 | 0.00052 | 0.00052 | 3.67 | 26% | 16.9% | 26% | 16.9% | 10.31 | 10.31 | 5.96 | 10.25 | 0.82 | 0.79 |  | 11.4 | 80 | 80 | 62 | EF 86 | EF 59 | EF 59 | EF 52 | None | None | None | None | 0.00052 | 0.00052 | 3.67 | 26% | 16.9% | 26% | 16.9% | 10.31 | 10.31 | 5.96 | 10.25 | 0.82 | 0.79 |  | 14 | 80 | 80 | 66 | EF 95 | EF 60 | EF 60 | EF 74 | None | None | None | None | 0.000442 | 0.000364 | 8 | 10% | 6.5% | 5% | 3.25% | 30 | 44 | 19 | 13 | 0.3 | 0.25 |  | 15 | 92 | 95 | 70 | EF 200 | EF 67 | EF 70 | EF 82 | Wrap 5 ft | Valve | Valve & LF | Valve & TS
AC | Wall Furnace | Slab-on-grade | 3 | 3 | 1 | 78-92 | 1810 | 0.11502 | 0.00052 | 0.00052 | 3.67 | 26% | 19.5% | 26% | 19.5% | 10.31 | 10.31 | 5.96 | 10.25 | 0.82 | 0.79 |  | 11.4 | 80 | 80 | 62 | EF 86 | EF 59 | EF 59 | EF 52 | None | None | None | None | 0.00052 | 0.00052 | 3.67 | 26% | 19.5% | 26% | 19.5% | 10.31 | 10.31 | 5.96 | 10.25 | 0.82 | 0.79 |  | 14 | 80 | 80 | 66 | EF 95 | EF 60 | EF 60 | EF 74 | None | None | None | None | 0.000442 | 0.000364 | 8 | 10% | 7.5% | 5% | 3.75% | 30 | 44 | 19 | 13 | 0.3 | 0.25 |  | 15 | 92 | 95 | 70 | EF 200 | EF 67 | EF 70 | EF 82 | Wrap 5 ft | Valve | Valve & LF | Valve & TS
AC | Wall Furnace | Slab-on-grade | 3 | 3 | 2 | 78-92 | 2400 | 0.11502 | 0.00052 | 0.00052 | 3.67 | 26% | 16.9% | 26% | 16.9% | 10.31 | 10.31 | 5.96 | 10.25 | 0.82 | 0.79 |  | 11.4 | 80 | 80 | 62 | EF 86 | EF 59 | EF 59 | EF 52 | None | None | None | None | 0.00052 | 0.00052 | 3.67 | 26% | 16.9% | 26% | 16.9% | 10.31 | 10.31 | 5.96 | 10.25 | 0.82 | 0.79 |  | 14 | 80 | 80 | 66 | EF 95 | EF 60 | EF 60 | EF 74 | None | None | None | None | 0.000442 | 0.000364 | 8 | 10% | 6.5% | 5% | 3.25% | 30 | 44 | 19 | 13 | 0.3 | 0.25 |  | 15 | 92 | 95 | 70 | EF 200 | EF 67 | EF 70 | EF 82 | Wrap 5 ft | Valve | Valve & LF | Valve & TS
No AC | Wall Furnace | Crawlspace | 3 | 3 | 1 | 78-92 | 1810 | 0.11502 | 0.00052 | 0.00052 | 3.67 | 26% | 19.5% | 26% | 19.5% | 10.31 | 10.31 | 5.96 | 10.25 | 0.82 | 0.79 |  | 11.4 | 80 | 80 | 62 | EF 86 | EF 59 | EF 59 | EF 52 | None | None | None | None | 0.00052 | 0.00052 | 3.67 | 26% | 19.5% | 26% | 19.5% | 10.31 | 10.31 | 5.96 | 10.25 | 0.82 | 0.79 |  | 14 | 80 | 80 | 66 | EF 95 | EF 60 | EF 60 | EF 74 | None | None | None | None | 0.000442 | 0.000364 | 8 | 10% | 7.5% | 5% | 3.75% | 30 | 44 | 19 | 13 | 0.3 | 0.25 |  | 15 | 92 | 95 | 70 | EF 200 | EF 67 | EF 70 | EF 82 | Wrap 5 ft | Valve | Valve & LF | Valve & TS
No AC | Wall Furnace | Crawlspace | 3 | 3 | 2 | 78-92 | 2400 | 0.11502 | 0.00052 | 0.00052 | 3.67 | 26% | 16.9% | 26% | 16.9% | 10.31 | 10.31 | 5.96 | 10.25 | 0.82 | 0.79 |  | 11.4 | 80 | 80 | 62 | EF 86 | EF 59 | EF 59 | EF 52 | None | None | None | None | 0.00052 | 0.00052 | 3.67 | 26% | 16.9% | 26% | 16.9% | 10.31 | 10.31 | 5.96 | 10.25 | 0.82 | 0.79 |  | 14 | 80 | 80 | 66 | EF 95 | EF 60 | EF 60 | EF 74 | None | None | None | None | 0.000442 | 0.000364 | 8 | 10% | 6.5% | 5% | 3.25% | 30 | 44 | 19 | 13 | 0.3 | 0.25 |  | 15 | 92 | 95 | 70 | EF 200 | EF 67 | EF 70 | EF 82 | Wrap 5 ft | Valve | Valve & LF | Valve & TS
AC | Wall Furnace | Crawlspace | 3 | 3 | 1 | 78-92 | 1810 | 0.11502 | 0.00052 | 0.00052 | 3.67 | 26% | 19.5% | 26% | 19.5% | 10.31 | 10.31 | 5.96 | 10.25 | 0.82 | 0.79 |  | 11.4 | 80 | 80 | 62 | EF 86 | EF 59 | EF 59 | EF 52 | None | None | None | None | 0.00052 | 0.00052 | 3.67 | 26% | 19.5% | 26% | 19.5% | 10.31 | 10.31 | 5.96 | 10.25 | 0.82 | 0.79 |  | 14 | 80 | 80 | 66 | EF 95 | EF 60 | EF 60 | EF 74 | None | None | None | None | 0.000442 | 0.000364 | 8 | 10% | 7.5% | 5% | 3.75% | 30 | 44 | 19 | 13 | 0.3 | 0.25 |  | 15 | 92 | 95 | 70 | EF 200 | EF 67 | EF 70 | EF 82 | Wrap 5 ft | Valve | Valve & LF | Valve & TS
AC | Wall Furnace | Crawlspace | 3 | 3 | 2 | 78-92 | 2400 | 0.11502 | 0.00052 | 0.00052 | 3.67 | 26% | 16.9% | 26% | 16.9% | 10.31 | 10.31 | 5.96 | 10.25 | 0.82 | 0.79 |  | 11.4 | 80 | 80 | 62 | EF 86 | EF 59 | EF 59 | EF 52 | None | None | None | None | 0.00052 | 0.00052 | 3.67 | 26% | 16.9% | 26% | 16.9% | 10.31 | 10.31 | 5.96 | 10.25 | 0.82 | 0.79 |  | 14 | 80 | 80 | 66 | EF 95 | EF 60 | EF 60 | EF 74 | None | None | None | None | 0.000442 | 0.000364 | 8 | 10% | 6.5% | 5% | 3.25% | 30 | 44 | 19 | 13 | 0.3 | 0.25 |  | 15 | 92 | 95 | 70 | EF 200 | EF 67 | EF 70 | EF 82 | Wrap 5 ft | Valve | Valve & LF | Valve & TS
No AC | Wall Furnace | Slab-on-grade | 3 | 3 | 1 | 93-01 | 1910 | 0.2 | 0.00046 | 0.00046 | 4.26 | 22% | 16.5% | 22% | 16.5% | 10.31 | 10.31 | 5.96 | 10.25 | 0.67 | 0.79 |  | 11.4 | 80 | 80 | 62 | EF 86 | EF 59 | EF 59 | EF 52 | None | None | None | None | 0.00046 | 0.00046 | 4.26 | 22% | 16.5% | 22% | 16.5% | 10.31 | 10.31 | 5.96 | 10.25 | 0.67 | 0.79 |  | 14 | 80 | 80 | 66 | EF 95 | EF 60 | EF 60 | EF 74 | None | None | None | None | 0.000391 | 0.000322 | 8 | 10% | 7.5% | 5% | 3.75% | 30 | 44 | 19 | 13 | 0.3 | 0.25 |  | 15 | 92 | 95 | 70 | EF 200 | EF 67 | EF 70 | EF 82 | Wrap 5 ft | Valve | Valve & LF | Valve & TS
No AC | Wall Furnace | Slab-on-grade | 3 | 3 | 2 | 93-01 | 2730 | 0.2 | 0.00046 | 0.00046 | 4.26 | 22% | 14.3% | 22% | 14.3% | 10.31 | 10.31 | 5.96 | 10.25 | 0.67 | 0.79 |  | 11.4 | 80 | 80 | 62 | EF 86 | EF 59 | EF 59 | EF 52 | None | None | None | None | 0.00046 | 0.00046 | 4.26 | 22% | 14.3% | 22% | 14.3% | 10.31 | 10.31 | 5.96 | 10.25 | 0.67 | 0.79 |  | 14 | 80 | 80 | 66 | EF 95 | EF 60 | EF 60 | EF 74 | None | None | None | None | 0.000391 | 0.000322 | 8 | 10% | 6.5% | 5% | 3.25% | 30 | 44 | 19 | 13 | 0.3 | 0.25 |  | 15 | 92 | 95 | 70 | EF 200 | EF 67 | EF 70 | EF 82 | Wrap 5 ft | Valve | Valve & LF | Valve & TS
AC | Wall Furnace | Slab-on-grade | 3 | 3 | 1 | 93-01 | 1910 | 0.2 | 0.00046 | 0.00046 | 4.26 | 22% | 16.5% | 22% | 16.5% | 10.31 | 10.31 | 5.96 | 10.25 | 0.67 | 0.79 |  | 11.4 | 80 | 80 | 62 | EF 86 | EF 59 | EF 59 | EF 52 | None | None | None | None | 0.00046 | 0.00046 | 4.26 | 22% | 16.5% | 22% | 16.5% | 10.31 | 10.31 | 5.96 | 10.25 | 0.67 | 0.79 |  | 14 | 80 | 80 | 66 | EF 95 | EF 60 | EF 60 | EF 74 | None | None | None | None | 0.000391 | 0.000322 | 8 | 10% | 7.5% | 5% | 3.75% | 30 | 44 | 19 | 13 | 0.3 | 0.25 |  | 15 | 92 | 95 | 70 | EF 200 | EF 67 | EF 70 | EF 82 | Wrap 5 ft | Valve | Valve & LF | Valve & TS
AC | Wall Furnace | Slab-on-grade | 3 | 3 | 2 | 93-01 | 2730 | 0.2 | 0.00046 | 0.00046 | 4.26 | 22% | 14.3% | 22% | 14.3% | 10.31 | 10.31 | 5.96 | 10.25 | 0.67 | 0.79 |  | 11.4 | 80 | 80 | 62 | EF 86 | EF 59 | EF 59 | EF 52 | None | None | None | None | 0.00046 | 0.00046 | 4.26 | 22% | 14.3% | 22% | 14.3% | 10.31 | 10.31 | 5.96 | 10.25 | 0.67 | 0.79 |  | 14 | 80 | 80 | 66 | EF 95 | EF 60 | EF 60 | EF 74 | None | None | None | None | 0.000391 | 0.000322 | 8 | 10% | 6.5% | 5% | 3.25% | 30 | 44 | 19 | 13 | 0.3 | 0.25 |  | 15 | 92 | 95 | 70 | EF 200 | EF 67 | EF 70 | EF 82 | Wrap 5 ft | Valve | Valve & LF | Valve & TS
No AC | Wall Furnace | Crawlspace | 3 | 3 | 1 | 93-01 | 1910 | 0.2 | 0.00046 | 0.00046 | 4.26 | 22% | 16.5% | 22% | 16.5% | 10.31 | 10.31 | 5.96 | 10.25 | 0.67 | 0.79 |  | 11.4 | 80 | 80 | 62 | EF 86 | EF 59 | EF 59 | EF 52 | None | None | None | None | 0.00046 | 0.00046 | 4.26 | 22% | 16.5% | 22% | 16.5% | 10.31 | 10.31 | 5.96 | 10.25 | 0.67 | 0.79 |  | 14 | 80 | 80 | 66 | EF 95 | EF 60 | EF 60 | EF 74 | None | None | None | None | 0.000391 | 0.000322 | 8 | 10% | 7.5% | 5% | 3.75% | 30 | 44 | 19 | 13 | 0.3 | 0.25 |  | 15 | 92 | 95 | 70 | EF 200 | EF 67 | EF 70 | EF 82 | Wrap 5 ft | Valve | Valve & LF | Valve & TS
No AC | Wall Furnace | Crawlspace | 3 | 3 | 2 | 93-01 | 2730 | 0.2 | 0.00046 | 0.00046 | 4.26 | 22% | 14.3% | 22% | 14.3% | 10.31 | 10.31 | 5.96 | 10.25 | 0.67 | 0.79 |  | 11.4 | 80 | 80 | 62 | EF 86 | EF 59 | EF 59 | EF 52 | None | None | None | None | 0.00046 | 0.00046 | 4.26 | 22% | 14.3% | 22% | 14.3% | 10.31 | 10.31 | 5.96 | 10.25 | 0.67 | 0.79 |  | 14 | 80 | 80 | 66 | EF 95 | EF 60 | EF 60 | EF 74 | None | None | None | None | 0.000391 | 0.000322 | 8 | 10% | 6.5% | 5% | 3.25% | 30 | 44 | 19 | 13 | 0.3 | 0.25 |  | 15 | 92 | 95 | 70 | EF 200 | EF 67 | EF 70 | EF 82 | Wrap 5 ft | Valve | Valve & LF | Valve & TS
AC | Wall Furnace | Crawlspace | 3 | 3 | 1 | 93-01 | 1910 | 0.2 | 0.00046 | 0.00046 | 4.26 | 22% | 16.5% | 22% | 16.5% | 10.31 | 10.31 | 5.96 | 10.25 | 0.67 | 0.79 |  | 11.4 | 80 | 80 | 62 | EF 86 | EF 59 | EF 59 | EF 52 | None | None | None | None | 0.00046 | 0.00046 | 4.26 | 22% | 16.5% | 22% | 16.5% | 10.31 | 10.31 | 5.96 | 10.25 | 0.67 | 0.79 |  | 14 | 80 | 80 | 66 | EF 95 | EF 60 | EF 60 | EF 74 | None | None | None | None | 0.000391 | 0.000322 | 8 | 10% | 7.5% | 5% | 3.75% | 30 | 44 | 19 | 13 | 0.3 | 0.25 |  | 15 | 92 | 95 | 70 | EF 200 | EF 67 | EF 70 | EF 82 | Wrap 5 ft | Valve | Valve & LF | Valve & TS
AC | Wall Furnace | Crawlspace | 3 | 3 | 2 | 93-01 | 2730 | 0.2 | 0.00046 | 0.00046 | 4.26 | 22% | 14.3% | 22% | 14.3% | 10.31 | 10.31 | 5.96 | 10.25 | 0.67 | 0.79 |  | 11.4 | 80 | 80 | 62 | EF 86 | EF 59 | EF 59 | EF 52 | None | None | None | None | 0.00046 | 0.00046 | 4.26 | 22% | 14.3% | 22% | 14.3% | 10.31 | 10.31 | 5.96 | 10.25 | 0.67 | 0.79 |  | 14 | 80 | 80 | 66 | EF 95 | EF 60 | EF 60 | EF 74 | None | None | None | None | 0.000391 | 0.000322 | 8 | 10% | 6.5% | 5% | 3.25% | 30 | 44 | 19 | 13 | 0.3 | 0.25 |  | 15 | 92 | 95 | 70 | EF 200 | EF 67 | EF 70 | EF 82 | Wrap 5 ft | Valve | Valve & LF | Valve & TS
No AC | Furnace | Slab-on-grade | 5 | 3 | 1 | pre78 | 1600 | 0.14016 | 0.00071 | 0.00071 | 3.32 | 33% | 24.75% | 33% | 24.75% | 6.68 | 6.68 | 1.34 | 0.96 | 1.23 | 0.87 |  | 11.4 | 80 | 80 | 62 | EF 86 | EF 59 | EF 59 | EF 52 | None | None | None | None | 0.00071 | 0.00071 | 3.32 | 33% | 24.75% | 33% | 24.75% | 6.68 | 6.68 | 1.34 | 0.96 | 1.23 | 0.87 |  | 14 | 80 | 80 | 66 | EF 95 | EF 60 | EF 60 | EF 74 | None | None | None | None | 0.0006035 | 0.000497 | 8 | 10% | 7.5% | 5% | 3.75% | 30 | 44 | 19 | 13 | 0.3 | 0.25 |  | 15 | 92 | 95 | 70 | EF 200 | EF 67 | EF 70 | EF 82 | Wrap 5 ft | Valve | Valve & LF | Valve & TS
No AC | Furnace | Slab-on-grade | 5 | 3 | 2 | pre78 | 1990 | 0.14016 | 0.00071 | 0.00071 | 3.32 | 33% | 21.45% | 33% | 21.45% | 6.68 | 6.68 | 1.34 | 0.96 | 1.23 | 0.87 |  | 11.4 | 80 | 80 | 62 | EF 86 | EF 59 | EF 59 | EF 52 | None | None | None | None | 0.00071 | 0.00071 | 3.32 | 33% | 21.45% | 33% | 21.45% | 6.68 | 6.68 | 1.34 | 0.96 | 1.23 | 0.87 |  | 14 | 80 | 80 | 66 | EF 95 | EF 60 | EF 60 | EF 74 | None | None | None | None | 0.0006035 | 0.000497 | 8 | 10% | 6.5% | 5% | 3.25% | 30 | 44 | 19 | 13 | 0.3 | 0.25 |  | 15 | 92 | 95 | 70 | EF 200 | EF 67 | EF 70 | EF 82 | Wrap 5 ft | Valve | Valve & LF | Valve & TS
AC | Furnace | Slab-on-grade | 5 | 3 | 1 | pre78 | 1600 | 0.14016 | 0.00071 | 0.00071 | 3.32 | 33% | 24.75% | 33% | 24.75% | 6.68 | 6.68 | 1.34 | 0.96 | 1.23 | 0.87 |  | 11.4 | 80 | 80 | 62 | EF 86 | EF 59 | EF 59 | EF 52 | None | None | None | None | 0.00071 | 0.00071 | 3.32 | 33% | 24.75% | 33% | 24.75% | 6.68 | 6.68 | 1.34 | 0.96 | 1.23 | 0.87 |  | 14 | 80 | 80 | 66 | EF 95 | EF 60 | EF 60 | EF 74 | None | None | None | None | 0.0006035 | 0.000497 | 8 | 10% | 7.5% | 5% | 3.75% | 30 | 44 | 19 | 13 | 0.3 | 0.25 |  | 15 | 92 | 95 | 70 | EF 200 | EF 67 | EF 70 | EF 82 | Wrap 5 ft | Valve | Valve & LF | Valve & TS
AC | Furnace | Slab-on-grade | 5 | 3 | 2 | pre78 | 1990 | 0.14016 | 0.00071 | 0.00071 | 3.32 | 33% | 21.45% | 33% | 21.45% | 6.68 | 6.68 | 1.34 | 0.96 | 1.23 | 0.87 |  | 11.4 | 80 | 80 | 62 | EF 86 | EF 59 | EF 59 | EF 52 | None | None | None | None | 0.00071 | 0.00071 | 3.32 | 33% | 21.45% | 33% | 21.45% | 6.68 | 6.68 | 1.34 | 0.96 | 1.23 | 0.87 |  | 14 | 80 | 80 | 66 | EF 95 | EF 60 | EF 60 | EF 74 | None | None | None | None | 0.0006035 | 0.000497 | 8 | 10% | 6.5% | 5% | 3.25% | 30 | 44 | 19 | 13 | 0.3 | 0.25 |  | 15 | 92 | 95 | 70 | EF 200 | EF 67 | EF 70 | EF 82 | Wrap 5 ft | Valve | Valve & LF | Valve & TS
No AC | Furnace | Crawlspace | 5 | 3 | 1 | pre78 | 1600 | 0.14016 | 0.00071 | 0.00071 | 3.32 | 33% | 24.75% | 33% | 24.75% | 6.68 | 6.68 | 1.34 | 0.96 | 1.23 | 0.87 |  | 11.4 | 80 | 80 | 62 | EF 86 | EF 59 | EF 59 | EF 52 | None | None | None | None | 0.00071 | 0.00071 | 3.32 | 33% | 24.75% | 33% | 24.75% | 6.68 | 6.68 | 1.34 | 0.96 | 1.23 | 0.87 |  | 14 | 80 | 80 | 66 | EF 95 | EF 60 | EF 60 | EF 74 | None | None | None | None | 0.0006035 | 0.000497 | 8 | 10% | 7.5% | 5% | 3.75% | 30 | 44 | 19 | 13 | 0.3 | 0.25 |  | 15 | 92 | 95 | 70 | EF 200 | EF 67 | EF 70 | EF 82 | Wrap 5 ft | Valve | Valve & LF | Valve & TS
No AC | Furnace | Crawlspace | 5 | 3 | 2 | pre78 | 1990 | 0.14016 | 0.00071 | 0.00071 | 3.32 | 33% | 21.45% | 33% | 21.45% | 6.68 | 6.68 | 1.34 | 0.96 | 1.23 | 0.87 |  | 11.4 | 80 | 80 | 62 | EF 86 | EF 59 | EF 59 | EF 52 | None | None | None | None | 0.00071 | 0.00071 | 3.32 | 33% | 21.45% | 33% | 21.45% | 6.68 | 6.68 | 1.34 | 0.96 | 1.23 | 0.87 |  | 14 | 80 | 80 | 66 | EF 95 | EF 60 | EF 60 | EF 74 | None | None | None | None | 0.0006035 | 0.000497 | 8 | 10% | 6.5% | 5% | 3.25% | 30 | 44 | 19 | 13 | 0.3 | 0.25 |  | 15 | 92 | 95 | 70 | EF 200 | EF 67 | EF 70 | EF 82 | Wrap 5 ft | Valve | Valve & LF | Valve & TS
AC | Furnace | Crawlspace | 5 | 3 | 1 | pre78 | 1600 | 0.14016 | 0.00071 | 0.00071 | 3.32 | 33% | 24.75% | 33% | 24.75% | 6.68 | 6.68 | 1.34 | 0.96 | 1.23 | 0.87 |  | 11.4 | 80 | 80 | 62 | EF 86 | EF 59 | EF 59 | EF 52 | None | None | None | None | 0.00071 | 0.00071 | 3.32 | 33% | 24.75% | 33% | 24.75% | 6.68 | 6.68 | 1.34 | 0.96 | 1.23 | 0.87 |  | 14 | 80 | 80 | 66 | EF 95 | EF 60 | EF 60 | EF 74 | None | None | None | None | 0.0006035 | 0.000497 | 8 | 10% | 7.5% | 5% | 3.75% | 30 | 44 | 19 | 13 | 0.3 | 0.25 |  | 15 | 92 | 95 | 70 | EF 200 | EF 67 | EF 70 | EF 82 | Wrap 5 ft | Valve | Valve & LF | Valve & TS
AC | Furnace | Crawlspace | 5 | 3 | 2 | pre78 | 1990 | 0.14016 | 0.00071 | 0.00071 | 3.32 | 33% | 21.45% | 33% | 21.45% | 6.68 | 6.68 | 1.34 | 0.96 | 1.23 | 0.87 |  | 11.4 | 80 | 80 | 62 | EF 86 | EF 59 | EF 59 | EF 52 | None | None | None | None | 0.00071 | 0.00071 | 3.32 | 33% | 21.45% | 33% | 21.45% | 6.68 | 6.68 | 1.34 | 0.96 | 1.23 | 0.87 |  | 14 | 80 | 80 | 66 | EF 95 | EF 60 | EF 60 | EF 74 | None | None | None | None | 0.0006035 | 0.000497 | 8 | 10% | 6.5% | 5% | 3.25% | 30 | 44 | 19 | 13 | 0.3 | 0.25 |  | 15 | 92 | 95 | 70 | EF 200 | EF 67 | EF 70 | EF 82 | Wrap 5 ft | Valve | Valve & LF | Valve & TS
No AC | Furnace | Slab-on-grade | 5 | 3 | 1 | 78-92 | 1810 | 0.11502 | 0.00052 | 0.00052 | 3.67 | 26% | 19.5% | 26% | 19.5% | 10.31 | 10.31 | 5.96 | 10.25 | 0.82 | 0.79 |  | 11.4 | 80 | 80 | 62 | EF 86 | EF 59 | EF 59 | EF 52 | None | None | None | None | 0.00052 | 0.00052 | 3.67 | 26% | 19.5% | 26% | 19.5% | 10.31 | 10.31 | 5.96 | 10.25 | 0.82 | 0.79 |  | 14 | 80 | 80 | 66 | EF 95 | EF 60 | EF 60 | EF 74 | None | None | None | None | 0.000442 | 0.000364 | 8 | 10% | 7.5% | 5% | 3.75% | 30 | 44 | 19 | 13 | 0.3 | 0.25 |  | 15 | 92 | 95 | 70 | EF 200 | EF 67 | EF 70 | EF 82 | Wrap 5 ft | Valve | Valve & LF | Valve & TS
No AC | Furnace | Slab-on-grade | 5 | 3 | 2 | 78-92 | 2400 | 0.11502 | 0.00052 | 0.00052 | 3.67 | 26% | 16.9% | 26% | 16.9% | 10.31 | 10.31 | 5.96 | 10.25 | 0.82 | 0.79 |  | 11.4 | 80 | 80 | 62 | EF 86 | EF 59 | EF 59 | EF 52 | None | None | None | None | 0.00052 | 0.00052 | 3.67 | 26% | 16.9% | 26% | 16.9% | 10.31 | 10.31 | 5.96 | 10.25 | 0.82 | 0.79 |  | 14 | 80 | 80 | 66 | EF 95 | EF 60 | EF 60 | EF 74 | None | None | None | None | 0.000442 | 0.000364 | 8 | 10% | 6.5% | 5% | 3.25% | 30 | 44 | 19 | 13 | 0.3 | 0.25 |  | 15 | 92 | 95 | 70 | EF 200 | EF 67 | EF 70 | EF 82 | Wrap 5 ft | Valve | Valve & LF | Valve & TS
AC | Furnace | Slab-on-grade | 5 | 3 | 1 | 78-92 | 1810 | 0.11502 | 0.00052 | 0.00052 | 3.67 | 26% | 19.5% | 26% | 19.5% | 10.31 | 10.31 | 5.96 | 10.25 | 0.82 | 0.79 |  | 11.4 | 80 | 80 | 62 | EF 86 | EF 59 | EF 59 | EF 52 | None | None | None | None | 0.00052 | 0.00052 | 3.67 | 26% | 19.5% | 26% | 19.5% | 10.31 | 10.31 | 5.96 | 10.25 | 0.82 | 0.79 |  | 14 | 80 | 80 | 66 | EF 95 | EF 60 | EF 60 | EF 74 | None | None | None | None | 0.000442 | 0.000364 | 8 | 10% | 7.5% | 5% | 3.75% | 30 | 44 | 19 | 13 | 0.3 | 0.25 |  | 15 | 92 | 95 | 70 | EF 200 | EF 67 | EF 70 | EF 82 | Wrap 5 ft | Valve | Valve & LF | Valve & TS
AC | Furnace | Slab-on-grade | 5 | 3 | 2 | 78-92 | 2400 | 0.11502 | 0.00052 | 0.00052 | 3.67 | 26% | 16.9% | 26% | 16.9% | 10.31 | 10.31 | 5.96 | 10.25 | 0.82 | 0.79 |  | 11.4 | 80 | 80 | 62 | EF 86 | EF 59 | EF 59 | EF 52 | None | None | None | None | 0.00052 | 0.00052 | 3.67 | 26% | 16.9% | 26% | 16.9% | 10.31 | 10.31 | 5.96 | 10.25 | 0.82 | 0.79 |  | 14 | 80 | 80 | 66 | EF 95 | EF 60 | EF 60 | EF 74 | None | None | None | None | 0.000442 | 0.000364 | 8 | 10% | 6.5% | 5% | 3.25% | 30 | 44 | 19 | 13 | 0.3 | 0.25 |  | 15 | 92 | 95 | 70 | EF 200 | EF 67 | EF 70 | EF 82 | Wrap 5 ft | Valve | Valve & LF | Valve & TS
No AC | Furnace | Crawlspace | 5 | 3 | 1 | 78-92 | 1810 | 0.11502 | 0.00052 | 0.00052 | 3.67 | 26% | 19.5% | 26% | 19.5% | 10.31 | 10.31 | 5.96 | 10.25 | 0.82 | 0.79 |  | 11.4 | 80 | 80 | 62 | EF 86 | EF 59 | EF 59 | EF 52 | None | None | None | None | 0.00052 | 0.00052 | 3.67 | 26% | 19.5% | 26% | 19.5% | 10.31 | 10.31 | 5.96 | 10.25 | 0.82 | 0.79 |  | 14 | 80 | 80 | 66 | EF 95 | EF 60 | EF 60 | EF 74 | None | None | None | None | 0.000442 | 0.000364 | 8 | 10% | 7.5% | 5% | 3.75% | 30 | 44 | 19 | 13 | 0.3 | 0.25 |  | 15 | 92 | 95 | 70 | EF 200 | EF 67 | EF 70 | EF 82 | Wrap 5 ft | Valve | Valve & LF | Valve & TS
No AC | Furnace | Crawlspace | 5 | 3 | 2 | 78-92 | 2400 | 0.11502 | 0.00052 | 0.00052 | 3.67 | 26% | 16.9% | 26% | 16.9% | 10.31 | 10.31 | 5.96 | 10.25 | 0.82 | 0.79 |  | 11.4 | 80 | 80 | 62 | EF 86 | EF 59 | EF 59 | EF 52 | None | None | None | None | 0.00052 | 0.00052 | 3.67 | 26% | 16.9% | 26% | 16.9% | 10.31 | 10.31 | 5.96 | 10.25 | 0.82 | 0.79 |  | 14 | 80 | 80 | 66 | EF 95 | EF 60 | EF 60 | EF 74 | None | None | None | None | 0.000442 | 0.000364 | 8 | 10% | 6.5% | 5% | 3.25% | 30 | 44 | 19 | 13 | 0.3 | 0.25 |  | 15 | 92 | 95 | 70 | EF 200 | EF 67 | EF 70 | EF 82 | Wrap 5 ft | Valve | Valve & LF | Valve & TS
AC | Furnace | Crawlspace | 5 | 3 | 1 | 78-92 | 1810 | 0.11502 | 0.00052 | 0.00052 | 3.67 | 26% | 19.5% | 26% | 19.5% | 10.31 | 10.31 | 5.96 | 10.25 | 0.82 | 0.79 |  | 11.4 | 80 | 80 | 62 | EF 86 | EF 59 | EF 59 | EF 52 | None | None | None | None | 0.00052 | 0.00052 | 3.67 | 26% | 19.5% | 26% | 19.5% | 10.31 | 10.31 | 5.96 | 10.25 | 0.82 | 0.79 |  | 14 | 80 | 80 | 66 | EF 95 | EF 60 | EF 60 | EF 74 | None | None | None | None | 0.000442 | 0.000364 | 8 | 10% | 7.5% | 5% | 3.75% | 30 | 44 | 19 | 13 | 0.3 | 0.25 |  | 15 | 92 | 95 | 70 | EF 200 | EF 67 | EF 70 | EF 82 | Wrap 5 ft | Valve | Valve & LF | Valve & TS
AC | Furnace | Crawlspace | 5 | 3 | 2 | 78-92 | 2400 | 0.11502 | 0.00052 | 0.00052 | 3.67 | 26% | 16.9% | 26% | 16.9% | 10.31 | 10.31 | 5.96 | 10.25 | 0.82 | 0.79 |  | 11.4 | 80 | 80 | 62 | EF 86 | EF 59 | EF 59 | EF 52 | None | None | None | None | 0.00052 | 0.00052 | 3.67 | 26% | 16.9% | 26% | 16.9% | 10.31 | 10.31 | 5.96 | 10.25 | 0.82 | 0.79 |  | 14 | 80 | 80 | 66 | EF 95 | EF 60 | EF 60 | EF 74 | None | None | None | None | 0.000442 | 0.000364 | 8 | 10% | 6.5% | 5% | 3.25% | 30 | 44 | 19 | 13 | 0.3 | 0.25 |  | 15 | 92 | 95 | 70 | EF 200 | EF 67 | EF 70 | EF 82 | Wrap 5 ft | Valve | Valve & LF | Valve & TS
No AC | Furnace | Slab-on-grade | 5 | 3 | 1 | 93-01 | 1910 | 0.2 | 0.00046 | 0.00046 | 4.26 | 22% | 16.5% | 22% | 16.5% | 10.31 | 10.31 | 5.96 | 10.25 | 0.67 | 0.79 |  | 11.4 | 80 | 80 | 62 | EF 86 | EF 59 | EF 59 | EF 52 | None | None | None | None | 0.00046 | 0.00046 | 4.26 | 22% | 16.5% | 22% | 16.5% | 10.31 | 10.31 | 5.96 | 10.25 | 0.67 | 0.79 |  | 14 | 80 | 80 | 66 | EF 95 | EF 60 | EF 60 | EF 74 | None | None | None | None | 0.000391 | 0.000322 | 8 | 10% | 7.5% | 5% | 3.75% | 30 | 44 | 19 | 13 | 0.3 | 0.25 |  | 15 | 92 | 95 | 70 | EF 200 | EF 67 | EF 70 | EF 82 | Wrap 5 ft | Valve | Valve & LF | Valve & TS
No AC | Furnace | Slab-on-grade | 5 | 3 | 2 | 93-01 | 2730 | 0.2 | 0.00046 | 0.00046 | 4.26 | 22% | 14.3% | 22% | 14.3% | 10.31 | 10.31 | 5.96 | 10.25 | 0.67 | 0.79 |  | 11.4 | 80 | 80 | 62 | EF 86 | EF 59 | EF 59 | EF 52 | None | None | None | None | 0.00046 | 0.00046 | 4.26 | 22% | 14.3% | 22% | 14.3% | 10.31 | 10.31 | 5.96 | 10.25 | 0.67 | 0.79 |  | 14 | 80 | 80 | 66 | EF 95 | EF 60 | EF 60 | EF 74 | None | None | None | None | 0.000391 | 0.000322 | 8 | 10% | 6.5% | 5% | 3.25% | 30 | 44 | 19 | 13 | 0.3 | 0.25 |  | 15 | 92 | 95 | 70 | EF 200 | EF 67 | EF 70 | EF 82 | Wrap 5 ft | Valve | Valve & LF | Valve & TS
AC | Furnace | Slab-on-grade | 5 | 3 | 1 | 93-01 | 1910 | 0.2 | 0.00046 | 0.00046 | 4.26 | 22% | 16.5% | 22% | 16.5% | 10.31 | 10.31 | 5.96 | 10.25 | 0.67 | 0.79 |  | 11.4 | 80 | 80 | 62 | EF 86 | EF 59 | EF 59 | EF 52 | None | None | None | None | 0.00046 | 0.00046 | 4.26 | 22% | 16.5% | 22% | 16.5% | 10.31 | 10.31 | 5.96 | 10.25 | 0.67 | 0.79 |  | 14 | 80 | 80 | 66 | EF 95 | EF 60 | EF 60 | EF 74 | None | None | None | None | 0.000391 | 0.000322 | 8 | 10% | 7.5% | 5% | 3.75% | 30 | 44 | 19 | 13 | 0.3 | 0.25 |  | 15 | 92 | 95 | 70 | EF 200 | EF 67 | EF 70 | EF 82 | Wrap 5 ft | Valve | Valve & LF | Valve & TS
AC | Furnace | Slab-on-grade | 5 | 3 | 2 | 93-01 | 2730 | 0.2 | 0.00046 | 0.00046 | 4.26 | 22% | 14.3% | 22% | 14.3% | 10.31 | 10.31 | 5.96 | 10.25 | 0.67 | 0.79 |  | 11.4 | 80 | 80 | 62 | EF 86 | EF 59 | EF 59 | EF 52 | None | None | None | None | 0.00046 | 0.00046 | 4.26 | 22% | 14.3% | 22% | 14.3% | 10.31 | 10.31 | 5.96 | 10.25 | 0.67 | 0.79 |  | 14 | 80 | 80 | 66 | EF 95 | EF 60 | EF 60 | EF 74 | None | None | None | None | 0.000391 | 0.000322 | 8 | 10% | 6.5% | 5% | 3.25% | 30 | 44 | 19 | 13 | 0.3 | 0.25 |  | 15 | 92 | 95 | 70 | EF 200 | EF 67 | EF 70 | EF 82 | Wrap 5 ft | Valve | Valve & LF | Valve & TS
No AC | Furnace | Crawlspace | 5 | 3 | 1 | 93-01 | 1910 | 0.2 | 0.00046 | 0.00046 | 4.26 | 22% | 16.5% | 22% | 16.5% | 10.31 | 10.31 | 5.96 | 10.25 | 0.67 | 0.79 |  | 11.4 | 80 | 80 | 62 | EF 86 | EF 59 | EF 59 | EF 52 | None | None | None | None | 0.00046 | 0.00046 | 4.26 | 22% | 16.5% | 22% | 16.5% | 10.31 | 10.31 | 5.96 | 10.25 | 0.67 | 0.79 |  | 14 | 80 | 80 | 66 | EF 95 | EF 60 | EF 60 | EF 74 | None | None | None | None | 0.000391 | 0.000322 | 8 | 10% | 7.5% | 5% | 3.75% | 30 | 44 | 19 | 13 | 0.3 | 0.25 |  | 15 | 92 | 95 | 70 | EF 200 | EF 67 | EF 70 | EF 82 | Wrap 5 ft | Valve | Valve & LF | Valve & TS
No AC | Furnace | Crawlspace | 5 | 3 | 2 | 93-01 | 2730 | 0.2 | 0.00046 | 0.00046 | 4.26 | 22% | 14.3% | 22% | 14.3% | 10.31 | 10.31 | 5.96 | 10.25 | 0.67 | 0.79 |  | 11.4 | 80 | 80 | 62 | EF 86 | EF 59 | EF 59 | EF 52 | None | None | None | None | 0.00046 | 0.00046 | 4.26 | 22% | 14.3% | 22% | 14.3% | 10.31 | 10.31 | 5.96 | 10.25 | 0.67 | 0.79 |  | 14 | 80 | 80 | 66 | EF 95 | EF 60 | EF 60 | EF 74 | None | None | None | None | 0.000391 | 0.000322 | 8 | 10% | 6.5% | 5% | 3.25% | 30 | 44 | 19 | 13 | 0.3 | 0.25 |  | 15 | 92 | 95 | 70 | EF 200 | EF 67 | EF 70 | EF 82 | Wrap 5 ft | Valve | Valve & LF | Valve & TS
AC | Furnace | Crawlspace | 5 | 3 | 1 | 93-01 | 1910 | 0.2 | 0.00046 | 0.00046 | 4.26 | 22% | 16.5% | 22% | 16.5% | 10.31 | 10.31 | 5.96 | 10.25 | 0.67 | 0.79 |  | 11.4 | 80 | 80 | 62 | EF 86 | EF 59 | EF 59 | EF 52 | None | None | None | None | 0.00046 | 0.00046 | 4.26 | 22% | 16.5% | 22% | 16.5% | 10.31 | 10.31 | 5.96 | 10.25 | 0.67 | 0.79 |  | 14 | 80 | 80 | 66 | EF 95 | EF 60 | EF 60 | EF 74 | None | None | None | None | 0.000391 | 0.000322 | 8 | 10% | 7.5% | 5% | 3.75% | 30 | 44 | 19 | 13 | 0.3 | 0.25 |  | 15 | 92 | 95 | 70 | EF 200 | EF 67 | EF 70 | EF 82 | Wrap 5 ft | Valve | Valve & LF | Valve & TS
AC | Furnace | Crawlspace | 5 | 3 | 2 | 93-01 | 2730 | 0.2 | 0.00046 | 0.00046 | 4.26 | 22% | 14.3% | 22% | 14.3% | 10.31 | 10.31 | 5.96 | 10.25 | 0.67 | 0.79 |  | 11.4 | 80 | 80 | 62 | EF 86 | EF 59 | EF 59 | EF 52 | None | None | None | None | 0.00046 | 0.00046 | 4.26 | 22% | 14.3% | 22% | 14.3% | 10.31 | 10.31 | 5.96 | 10.25 | 0.67 | 0.79 |  | 14 | 80 | 80 | 66 | EF 95 | EF 60 | EF 60 | EF 74 | None | None | None | None | 0.000391 | 0.000322 | 8 | 10% | 6.5% | 5% | 3.25% | 30 | 44 | 19 | 13 | 0.3 | 0.25 |  | 15 | 92 | 95 | 70 | EF 200 | EF 67 | EF 70 | EF 82 | Wrap 5 ft | Valve | Valve & LF | Valve & TS
No AC | Wall Furnace | Slab-on-grade | 5 | 3 | 1 | pre78 | 1600 | 0.14016 | 0.00071 | 0.00071 | 3.32 | 33% | 24.75% | 33% | 24.75% | 6.68 | 6.68 | 1.34 | 0.96 | 1.23 | 0.87 |  | 11.4 | 80 | 80 | 62 | EF 86 | EF 59 | EF 59 | EF 52 | None | None | None | None | 0.00071 | 0.00071 | 3.32 | 33% | 24.75% | 33% | 24.75% | 6.68 | 6.68 | 1.34 | 0.96 | 1.23 | 0.87 |  | 14 | 80 | 80 | 66 | EF 95 | EF 60 | EF 60 | EF 74 | None | None | None | None | 0.0006035 | 0.000497 | 8 | 10% | 7.5% | 5% | 3.75% | 30 | 44 | 19 | 13 | 0.3 | 0.25 |  | 15 | 92 | 95 | 70 | EF 200 | EF 67 | EF 70 | EF 82 | Wrap 5 ft | Valve | Valve & LF | Valve & TS
No AC | Wall Furnace | Slab-on-grade | 5 | 3 | 2 | pre78 | 1990 | 0.14016 | 0.00071 | 0.00071 | 3.32 | 33% | 21.45% | 33% | 21.45% | 6.68 | 6.68 | 1.34 | 0.96 | 1.23 | 0.87 |  | 11.4 | 80 | 80 | 62 | EF 86 | EF 59 | EF 59 | EF 52 | None | None | None | None | 0.00071 | 0.00071 | 3.32 | 33% | 21.45% | 33% | 21.45% | 6.68 | 6.68 | 1.34 | 0.96 | 1.23 | 0.87 |  | 14 | 80 | 80 | 66 | EF 95 | EF 60 | EF 60 | EF 74 | None | None | None | None | 0.0006035 | 0.000497 | 8 | 10% | 6.5% | 5% | 3.25% | 30 | 44 | 19 | 13 | 0.3 | 0.25 |  | 15 | 92 | 95 | 70 | EF 200 | EF 67 | EF 70 | EF 82 | Wrap 5 ft | Valve | Valve & LF | Valve & TS
AC | Wall Furnace | Slab-on-grade | 5 | 3 | 1 | pre78 | 1600 | 0.14016 | 0.00071 | 0.00071 | 3.32 | 33% | 24.75% | 33% | 24.75% | 6.68 | 6.68 | 1.34 | 0.96 | 1.23 | 0.87 |  | 11.4 | 80 | 80 | 62 | EF 86 | EF 59 | EF 59 | EF 52 | None | None | None | None | 0.00071 | 0.00071 | 3.32 | 33% | 24.75% | 33% | 24.75% | 6.68 | 6.68 | 1.34 | 0.96 | 1.23 | 0.87 |  | 14 | 80 | 80 | 66 | EF 95 | EF 60 | EF 60 | EF 74 | None | None | None | None | 0.0006035 | 0.000497 | 8 | 10% | 7.5% | 5% | 3.75% | 30 | 44 | 19 | 13 | 0.3 | 0.25 |  | 15 | 92 | 95 | 70 | EF 200 | EF 67 | EF 70 | EF 82 | Wrap 5 ft | Valve | Valve & LF | Valve & TS
AC | Wall Furnace | Slab-on-grade | 5 | 3 | 2 | pre78 | 1990 | 0.14016 | 0.00071 | 0.00071 | 3.32 | 33% | 21.45% | 33% | 21.45% | 6.68 | 6.68 | 1.34 | 0.96 | 1.23 | 0.87 |  | 11.4 | 80 | 80 | 62 | EF 86 | EF 59 | EF 59 | EF 52 | None | None | None | None | 0.00071 | 0.00071 | 3.32 | 33% | 21.45% | 33% | 21.45% | 6.68 | 6.68 | 1.34 | 0.96 | 1.23 | 0.87 |  | 14 | 80 | 80 | 66 | EF 95 | EF 60 | EF 60 | EF 74 | None | None | None | None | 0.0006035 | 0.000497 | 8 | 10% | 6.5% | 5% | 3.25% | 30 | 44 | 19 | 13 | 0.3 | 0.25 |  | 15 | 92 | 95 | 70 | EF 200 | EF 67 | EF 70 | EF 82 | Wrap 5 ft | Valve | Valve & LF | Valve & TS
No AC | Wall Furnace | Crawlspace | 5 | 3 | 1 | pre78 | 1600 | 0.14016 | 0.00071 | 0.00071 | 3.32 | 33% | 24.75% | 33% | 24.75% | 6.68 | 6.68 | 1.34 | 0.96 | 1.23 | 0.87 |  | 11.4 | 80 | 80 | 62 | EF 86 | EF 59 | EF 59 | EF 52 | None | None | None | None | 0.00071 | 0.00071 | 3.32 | 33% | 24.75% | 33% | 24.75% | 6.68 | 6.68 | 1.34 | 0.96 | 1.23 | 0.87 |  | 14 | 80 | 80 | 66 | EF 95 | EF 60 | EF 60 | EF 74 | None | None | None | None | 0.0006035 | 0.000497 | 8 | 10% | 7.5% | 5% | 3.75% | 30 | 44 | 19 | 13 | 0.3 | 0.25 |  | 15 | 92 | 95 | 70 | EF 200 | EF 67 | EF 70 | EF 82 | Wrap 5 ft | Valve | Valve & LF | Valve & TS
No AC | Wall Furnace | Crawlspace | 5 | 3 | 2 | pre78 | 1990 | 0.14016 | 0.00071 | 0.00071 | 3.32 | 33% | 21.45% | 33% | 21.45% | 6.68 | 6.68 | 1.34 | 0.96 | 1.23 | 0.87 |  | 11.4 | 80 | 80 | 62 | EF 86 | EF 59 | EF 59 | EF 52 | None | None | None | None | 0.00071 | 0.00071 | 3.32 | 33% | 21.45% | 33% | 21.45% | 6.68 | 6.68 | 1.34 | 0.96 | 1.23 | 0.87 |  | 14 | 80 | 80 | 66 | EF 95 | EF 60 | EF 60 | EF 74 | None | None | None | None | 0.0006035 | 0.000497 | 8 | 10% | 6.5% | 5% | 3.25% | 30 | 44 | 19 | 13 | 0.3 | 0.25 |  | 15 | 92 | 95 | 70 | EF 200 | EF 67 | EF 70 | EF 82 | Wrap 5 ft | Valve | Valve & LF | Valve & TS
AC | Wall Furnace | Crawlspace | 5 | 3 | 1 | pre78 | 1600 | 0.14016 | 0.00071 | 0.00071 | 3.32 | 33% | 24.75% | 33% | 24.75% | 6.68 | 6.68 | 1.34 | 0.96 | 1.23 | 0.87 |  | 11.4 | 80 | 80 | 62 | EF 86 | EF 59 | EF 59 | EF 52 | None | None | None | None | 0.00071 | 0.00071 | 3.32 | 33% | 24.75% | 33% | 24.75% | 6.68 | 6.68 | 1.34 | 0.96 | 1.23 | 0.87 |  | 14 | 80 | 80 | 66 | EF 95 | EF 60 | EF 60 | EF 74 | None | None | None | None | 0.0006035 | 0.000497 | 8 | 10% | 7.5% | 5% | 3.75% | 30 | 44 | 19 | 13 | 0.3 | 0.25 |  | 15 | 92 | 95 | 70 | EF 200 | EF 67 | EF 70 | EF 82 | Wrap 5 ft | Valve | Valve & LF | Valve & TS
AC | Wall Furnace | Crawlspace | 5 | 3 | 2 | pre78 | 1990 | 0.14016 | 0.00071 | 0.00071 | 3.32 | 33% | 21.45% | 33% | 21.45% | 6.68 | 6.68 | 1.34 | 0.96 | 1.23 | 0.87 |  | 11.4 | 80 | 80 | 62 | EF 86 | EF 59 | EF 59 | EF 52 | None | None | None | None | 0.00071 | 0.00071 | 3.32 | 33% | 21.45% | 33% | 21.45% | 6.68 | 6.68 | 1.34 | 0.96 | 1.23 | 0.87 |  | 14 | 80 | 80 | 66 | EF 95 | EF 60 | EF 60 | EF 74 | None | None | None | None | 0.0006035 | 0.000497 | 8 | 10% | 6.5% | 5% | 3.25% | 30 | 44 | 19 | 13 | 0.3 | 0.25 |  | 15 | 92 | 95 | 70 | EF 200 | EF 67 | EF 70 | EF 82 | Wrap 5 ft | Valve | Valve & LF | Valve & TS
No AC | Wall Furnace | Slab-on-grade | 5 | 3 | 1 | 78-92 | 1810 | 0.11502 | 0.00052 | 0.00052 | 3.67 | 26% | 19.5% | 26% | 19.5% | 10.31 | 10.31 | 5.96 | 10.25 | 0.82 | 0.79 |  | 11.4 | 80 | 80 | 62 | EF 86 | EF 59 | EF 59 | EF 52 | None | None | None | None | 0.00052 | 0.00052 | 3.67 | 26% | 19.5% | 26% | 19.5% | 10.31 | 10.31 | 5.96 | 10.25 | 0.82 | 0.79 |  | 14 | 80 | 80 | 66 | EF 95 | EF 60 | EF 60 | EF 74 | None | None | None | None | 0.000442 | 0.000364 | 8 | 10% | 7.5% | 5% | 3.75% | 30 | 44 | 19 | 13 | 0.3 | 0.25 |  | 15 | 92 | 95 | 70 | EF 200 | EF 67 | EF 70 | EF 82 | Wrap 5 ft | Valve | Valve & LF | Valve & TS
No AC | Wall Furnace | Slab-on-grade | 5 | 3 | 2 | 78-92 | 2400 | 0.11502 | 0.00052 | 0.00052 | 3.67 | 26% | 16.9% | 26% | 16.9% | 10.31 | 10.31 | 5.96 | 10.25 | 0.82 | 0.79 |  | 11.4 | 80 | 80 | 62 | EF 86 | EF 59 | EF 59 | EF 52 | None | None | None | None | 0.00052 | 0.00052 | 3.67 | 26% | 16.9% | 26% | 16.9% | 10.31 | 10.31 | 5.96 | 10.25 | 0.82 | 0.79 |  | 14 | 80 | 80 | 66 | EF 95 | EF 60 | EF 60 | EF 74 | None | None | None | None | 0.000442 | 0.000364 | 8 | 10% | 6.5% | 5% | 3.25% | 30 | 44 | 19 | 13 | 0.3 | 0.25 |  | 15 | 92 | 95 | 70 | EF 200 | EF 67 | EF 70 | EF 82 | Wrap 5 ft | Valve | Valve & LF | Valve & TS
AC | Wall Furnace | Slab-on-grade | 5 | 3 | 1 | 78-92 | 1810 | 0.11502 | 0.00052 | 0.00052 | 3.67 | 26% | 19.5% | 26% | 19.5% | 10.31 | 10.31 | 5.96 | 10.25 | 0.82 | 0.79 |  | 11.4 | 80 | 80 | 62 | EF 86 | EF 59 | EF 59 | EF 52 | None | None | None | None | 0.00052 | 0.00052 | 3.67 | 26% | 19.5% | 26% | 19.5% | 10.31 | 10.31 | 5.96 | 10.25 | 0.82 | 0.79 |  | 14 | 80 | 80 | 66 | EF 95 | EF 60 | EF 60 | EF 74 | None | None | None | None | 0.000442 | 0.000364 | 8 | 10% | 7.5% | 5% | 3.75% | 30 | 44 | 19 | 13 | 0.3 | 0.25 |  | 15 | 92 | 95 | 70 | EF 200 | EF 67 | EF 70 | EF 82 | Wrap 5 ft | Valve | Valve & LF | Valve & TS
AC | Wall Furnace | Slab-on-grade | 5 | 3 | 2 | 78-92 | 2400 | 0.11502 | 0.00052 | 0.00052 | 3.67 | 26% | 16.9% | 26% | 16.9% | 10.31 | 10.31 | 5.96 | 10.25 | 0.82 | 0.79 |  | 11.4 | 80 | 80 | 62 | EF 86 | EF 59 | EF 59 | EF 52 | None | None | None | None | 0.00052 | 0.00052 | 3.67 | 26% | 16.9% | 26% | 16.9% | 10.31 | 10.31 | 5.96 | 10.25 | 0.82 | 0.79 |  | 14 | 80 | 80 | 66 | EF 95 | EF 60 | EF 60 | EF 74 | None | None | None | None | 0.000442 | 0.000364 | 8 | 10% | 6.5% | 5% | 3.25% | 30 | 44 | 19 | 13 | 0.3 | 0.25 |  | 15 | 92 | 95 | 70 | EF 200 | EF 67 | EF 70 | EF 82 | Wrap 5 ft | Valve | Valve & LF | Valve & TS
No AC | Wall Furnace | Crawlspace | 5 | 3 | 1 | 78-92 | 1810 | 0.11502 | 0.00052 | 0.00052 | 3.67 | 26% | 19.5% | 26% | 19.5% | 10.31 | 10.31 | 5.96 | 10.25 | 0.82 | 0.79 |  | 11.4 | 80 | 80 | 62 | EF 86 | EF 59 | EF 59 | EF 52 | None | None | None | None | 0.00052 | 0.00052 | 3.67 | 26% | 19.5% | 26% | 19.5% | 10.31 | 10.31 | 5.96 | 10.25 | 0.82 | 0.79 |  | 14 | 80 | 80 | 66 | EF 95 | EF 60 | EF 60 | EF 74 | None | None | None | None | 0.000442 | 0.000364 | 8 | 10% | 7.5% | 5% | 3.75% | 30 | 44 | 19 | 13 | 0.3 | 0.25 |  | 15 | 92 | 95 | 70 | EF 200 | EF 67 | EF 70 | EF 82 | Wrap 5 ft | Valve | Valve & LF | Valve & TS
No AC | Wall Furnace | Crawlspace | 5 | 3 | 2 | 78-92 | 2400 | 0.11502 | 0.00052 | 0.00052 | 3.67 | 26% | 16.9% | 26% | 16.9% | 10.31 | 10.31 | 5.96 | 10.25 | 0.82 | 0.79 |  | 11.4 | 80 | 80 | 62 | EF 86 | EF 59 | EF 59 | EF 52 | None | None | None | None | 0.00052 | 0.00052 | 3.67 | 26% | 16.9% | 26% | 16.9% | 10.31 | 10.31 | 5.96 | 10.25 | 0.82 | 0.79 |  | 14 | 80 | 80 | 66 | EF 95 | EF 60 | EF 60 | EF 74 | None | None | None | None | 0.000442 | 0.000364 | 8 | 10% | 6.5% | 5% | 3.25% | 30 | 44 | 19 | 13 | 0.3 | 0.25 |  | 15 | 92 | 95 | 70 | EF 200 | EF 67 | EF 70 | EF 82 | Wrap 5 ft | Valve | Valve & LF | Valve & TS
AC | Wall Furnace | Crawlspace | 5 | 3 | 1 | 78-92 | 1810 | 0.11502 | 0.00052 | 0.00052 | 3.67 | 26% | 19.5% | 26% | 19.5% | 10.31 | 10.31 | 5.96 | 10.25 | 0.82 | 0.79 |  | 11.4 | 80 | 80 | 62 | EF 86 | EF 59 | EF 59 | EF 52 | None | None | None | None | 0.00052 | 0.00052 | 3.67 | 26% | 19.5% | 26% | 19.5% | 10.31 | 10.31 | 5.96 | 10.25 | 0.82 | 0.79 |  | 14 | 80 | 80 | 66 | EF 95 | EF 60 | EF 60 | EF 74 | None | None | None | None | 0.000442 | 0.000364 | 8 | 10% | 7.5% | 5% | 3.75% | 30 | 44 | 19 | 13 | 0.3 | 0.25 |  | 15 | 92 | 95 | 70 | EF 200 | EF 67 | EF 70 | EF 82 | Wrap 5 ft | Valve | Valve & LF | Valve & TS
AC | Wall Furnace | Crawlspace | 5 | 3 | 2 | 78-92 | 2400 | 0.11502 | 0.00052 | 0.00052 | 3.67 | 26% | 16.9% | 26% | 16.9% | 10.31 | 10.31 | 5.96 | 10.25 | 0.82 | 0.79 |  | 11.4 | 80 | 80 | 62 | EF 86 | EF 59 | EF 59 | EF 52 | None | None | None | None | 0.00052 | 0.00052 | 3.67 | 26% | 16.9% | 26% | 16.9% | 10.31 | 10.31 | 5.96 | 10.25 | 0.82 | 0.79 |  | 14 | 80 | 80 | 66 | EF 95 | EF 60 | EF 60 | EF 74 | None | None | None | None | 0.000442 | 0.000364 | 8 | 10% | 6.5% | 5% | 3.25% | 30 | 44 | 19 | 13 | 0.3 | 0.25 |  | 15 | 92 | 95 | 70 | EF 200 | EF 67 | EF 70 | EF 82 | Wrap 5 ft | Valve | Valve & LF | Valve & TS
No AC | Wall Furnace | Slab-on-grade | 5 | 3 | 1 | 93-01 | 1910 | 0.2 | 0.00046 | 0.00046 | 4.26 | 22% | 16.5% | 22% | 16.5% | 10.31 | 10.31 | 5.96 | 10.25 | 0.67 | 0.79 |  | 11.4 | 80 | 80 | 62 | EF 86 | EF 59 | EF 59 | EF 52 | None | None | None | None | 0.00046 | 0.00046 | 4.26 | 22% | 16.5% | 22% | 16.5% | 10.31 | 10.31 | 5.96 | 10.25 | 0.67 | 0.79 |  | 14 | 80 | 80 | 66 | EF 95 | EF 60 | EF 60 | EF 74 | None | None | None | None | 0.000391 | 0.000322 | 8 | 10% | 7.5% | 5% | 3.75% | 30 | 44 | 19 | 13 | 0.3 | 0.25 |  | 15 | 92 | 95 | 70 | EF 200 | EF 67 | EF 70 | EF 82 | Wrap 5 ft | Valve | Valve & LF | Valve & TS
No AC | Wall Furnace | Slab-on-grade | 5 | 3 | 2 | 93-01 | 2730 | 0.2 | 0.00046 | 0.00046 | 4.26 | 22% | 14.3% | 22% | 14.3% | 10.31 | 10.31 | 5.96 | 10.25 | 0.67 | 0.79 |  | 11.4 | 80 | 80 | 62 | EF 86 | EF 59 | EF 59 | EF 52 | None | None | None | None | 0.00046 | 0.00046 | 4.26 | 22% | 14.3% | 22% | 14.3% | 10.31 | 10.31 | 5.96 | 10.25 | 0.67 | 0.79 |  | 14 | 80 | 80 | 66 | EF 95 | EF 60 | EF 60 | EF 74 | None | None | None | None | 0.000391 | 0.000322 | 8 | 10% | 6.5% | 5% | 3.25% | 30 | 44 | 19 | 13 | 0.3 | 0.25 |  | 15 | 92 | 95 | 70 | EF 200 | EF 67 | EF 70 | EF 82 | Wrap 5 ft | Valve | Valve & LF | Valve & TS
AC | Wall Furnace | Slab-on-grade | 5 | 3 | 1 | 93-01 | 1910 | 0.2 | 0.00046 | 0.00046 | 4.26 | 22% | 16.5% | 22% | 16.5% | 10.31 | 10.31 | 5.96 | 10.25 | 0.67 | 0.79 |  | 11.4 | 80 | 80 | 62 | EF 86 | EF 59 | EF 59 | EF 52 | None | None | None | None | 0.00046 | 0.00046 | 4.26 | 22% | 16.5% | 22% | 16.5% | 10.31 | 10.31 | 5.96 | 10.25 | 0.67 | 0.79 |  | 14 | 80 | 80 | 66 | EF 95 | EF 60 | EF 60 | EF 74 | None | None | None | None | 0.000391 | 0.000322 | 8 | 10% | 7.5% | 5% | 3.75% | 30 | 44 | 19 | 13 | 0.3 | 0.25 |  | 15 | 92 | 95 | 70 | EF 200 | EF 67 | EF 70 | EF 82 | Wrap 5 ft | Valve | Valve & LF | Valve & TS
AC | Wall Furnace | Slab-on-grade | 5 | 3 | 2 | 93-01 | 2730 | 0.2 | 0.00046 | 0.00046 | 4.26 | 22% | 14.3% | 22% | 14.3% | 10.31 | 10.31 | 5.96 | 10.25 | 0.67 | 0.79 |  | 11.4 | 80 | 80 | 62 | EF 86 | EF 59 | EF 59 | EF 52 | None | None | None | None | 0.00046 | 0.00046 | 4.26 | 22% | 14.3% | 22% | 14.3% | 10.31 | 10.31 | 5.96 | 10.25 | 0.67 | 0.79 |  | 14 | 80 | 80 | 66 | EF 95 | EF 60 | EF 60 | EF 74 | None | None | None | None | 0.000391 | 0.000322 | 8 | 10% | 6.5% | 5% | 3.25% | 30 | 44 | 19 | 13 | 0.3 | 0.25 |  | 15 | 92 | 95 | 70 | EF 200 | EF 67 | EF 70 | EF 82 | Wrap 5 ft | Valve | Valve & LF | Valve & TS
No AC | Wall Furnace | Crawlspace | 5 | 3 | 1 | 93-01 | 1910 | 0.2 | 0.00046 | 0.00046 | 4.26 | 22% | 16.5% | 22% | 16.5% | 10.31 | 10.31 | 5.96 | 10.25 | 0.67 | 0.79 |  | 11.4 | 80 | 80 | 62 | EF 86 | EF 59 | EF 59 | EF 52 | None | None | None | None | 0.00046 | 0.00046 | 4.26 | 22% | 16.5% | 22% | 16.5% | 10.31 | 10.31 | 5.96 | 10.25 | 0.67 | 0.79 |  | 14 | 80 | 80 | 66 | EF 95 | EF 60 | EF 60 | EF 74 | None | None | None | None | 0.000391 | 0.000322 | 8 | 10% | 7.5% | 5% | 3.75% | 30 | 44 | 19 | 13 | 0.3 | 0.25 |  | 15 | 92 | 95 | 70 | EF 200 | EF 67 | EF 70 | EF 82 | Wrap 5 ft | Valve | Valve & LF | Valve & TS
No AC | Wall Furnace | Crawlspace | 5 | 3 | 2 | 93-01 | 2730 | 0.2 | 0.00046 | 0.00046 | 4.26 | 22% | 14.3% | 22% | 14.3% | 10.31 | 10.31 | 5.96 | 10.25 | 0.67 | 0.79 |  | 11.4 | 80 | 80 | 62 | EF 86 | EF 59 | EF 59 | EF 52 | None | None | None | None | 0.00046 | 0.00046 | 4.26 | 22% | 14.3% | 22% | 14.3% | 10.31 | 10.31 | 5.96 | 10.25 | 0.67 | 0.79 |  | 14 | 80 | 80 | 66 | EF 95 | EF 60 | EF 60 | EF 74 | None | None | None | None | 0.000391 | 0.000322 | 8 | 10% | 6.5% | 5% | 3.25% | 30 | 44 | 19 | 13 | 0.3 | 0.25 |  | 15 | 92 | 95 | 70 | EF 200 | EF 67 | EF 70 | EF 82 | Wrap 5 ft | Valve | Valve & LF | Valve & TS
AC | Wall Furnace | Crawlspace | 5 | 3 | 1 | 93-01 | 1910 | 0.2 | 0.00046 | 0.00046 | 4.26 | 22% | 16.5% | 22% | 16.5% | 10.31 | 10.31 | 5.96 | 10.25 | 0.67 | 0.79 |  | 11.4 | 80 | 80 | 62 | EF 86 | EF 59 | EF 59 | EF 52 | None | None | None | None | 0.00046 | 0.00046 | 4.26 | 22% | 16.5% | 22% | 16.5% | 10.31 | 10.31 | 5.96 | 10.25 | 0.67 | 0.79 |  | 14 | 80 | 80 | 66 | EF 95 | EF 60 | EF 60 | EF 74 | None | None | None | None | 0.000391 | 0.000322 | 8 | 10% | 7.5% | 5% | 3.75% | 30 | 44 | 19 | 13 | 0.3 | 0.25 |  | 15 | 92 | 95 | 70 | EF 200 | EF 67 | EF 70 | EF 82 | Wrap 5 ft | Valve | Valve & LF | Valve & TS
AC | Wall Furnace | Crawlspace | 5 | 3 | 2 | 93-01 | 2730 | 0.2 | 0.00046 | 0.00046 | 4.26 | 22% | 14.3% | 22% | 14.3% | 10.31 | 10.31 | 5.96 | 10.25 | 0.67 | 0.79 |  | 11.4 | 80 | 80 | 62 | EF 86 | EF 59 | EF 59 | EF 52 | None | None | None | None | 0.00046 | 0.00046 | 4.26 | 22% | 14.3% | 22% | 14.3% | 10.31 | 10.31 | 5.96 | 10.25 | 0.67 | 0.79 |  | 14 | 80 | 80 | 66 | EF 95 | EF 60 | EF 60 | EF 74 | None | None | None | None | 0.000391 | 0.000322 | 8 | 10% | 6.5% | 5% | 3.25% | 30 | 44 | 19 | 13 | 0.3 | 0.25 |  | 15 | 92 | 95 | 70 | EF 200 | EF 67 | EF 70 | EF 82 | Wrap 5 ft | Valve | Valve & LF | Valve & TS
No AC | Furnace | Slab-on-grade | 2 | 4 | 1 | pre78 | 1600 | 0.14016 | 0.00071 | 0.00071 | 3.32 | 33% | 24.75% | 33% | 24.75% | 11.05 | 11.05 | 1.34 | 3.1 | 1.23 | 0.87 |  | 11.4 | 80 | 80 | 62 | EF 86 | EF 59 | EF 59 | EF 52 | None | None | None | None | 0.00071 | 0.00071 | 3.32 | 33% | 24.75% | 33% | 24.75% | 11.05 | 11.05 | 1.34 | 3.1 | 1.23 | 0.87 |  | 14 | 80 | 80 | 66 | EF 95 | EF 60 | EF 60 | EF 74 | None | None | None | None | 0.0006035 | 0.000497 | 8 | 10% | 7.5% | 5% | 3.75% | 30 | 44 | 19 | 13 | 0.3 | 0.25 |  | 15 | 92 | 95 | 70 | EF 200 | EF 67 | EF 70 | EF 82 | Wrap 5 ft | Valve | Valve & LF | Valve & TS
No AC | Furnace | Slab-on-grade | 2 | 4 | 2 | pre78 | 1990 | 0.14016 | 0.00071 | 0.00071 | 3.32 | 33% | 21.45% | 33% | 21.45% | 11.05 | 11.05 | 1.34 | 3.1 | 1.23 | 0.87 |  | 11.4 | 80 | 80 | 62 | EF 86 | EF 59 | EF 59 | EF 52 | None | None | None | None | 0.00071 | 0.00071 | 3.32 | 33% | 21.45% | 33% | 21.45% | 11.05 | 11.05 | 1.34 | 3.1 | 1.23 | 0.87 |  | 14 | 80 | 80 | 66 | EF 95 | EF 60 | EF 60 | EF 74 | None | None | None | None | 0.0006035 | 0.000497 | 8 | 10% | 6.5% | 5% | 3.25% | 30 | 44 | 19 | 13 | 0.3 | 0.25 |  | 15 | 92 | 95 | 70 | EF 200 | EF 67 | EF 70 | EF 82 | Wrap 5 ft | Valve | Valve & LF | Valve & TS
AC | Furnace | Slab-on-grade | 2 | 4 | 1 | pre78 | 1600 | 0.14016 | 0.00071 | 0.00071 | 3.32 | 33% | 24.75% | 33% | 24.75% | 11.05 | 11.05 | 1.34 | 3.1 | 1.23 | 0.87 |  | 11.4 | 80 | 80 | 62 | EF 86 | EF 59 | EF 59 | EF 52 | None | None | None | None | 0.00071 | 0.00071 | 3.32 | 33% | 24.75% | 33% | 24.75% | 11.05 | 11.05 | 1.34 | 3.1 | 1.23 | 0.87 |  | 14 | 80 | 80 | 66 | EF 95 | EF 60 | EF 60 | EF 74 | None | None | None | None | 0.0006035 | 0.000497 | 8 | 10% | 7.5% | 5% | 3.75% | 30 | 44 | 19 | 13 | 0.3 | 0.25 |  | 15 | 92 | 95 | 70 | EF 200 | EF 67 | EF 70 | EF 82 | Wrap 5 ft | Valve | Valve & LF | Valve & TS
AC | Furnace | Slab-on-grade | 2 | 4 | 2 | pre78 | 1990 | 0.14016 | 0.00071 | 0.00071 | 3.32 | 33% | 21.45% | 33% | 21.45% | 11.05 | 11.05 | 1.34 | 3.1 | 1.23 | 0.87 |  | 11.4 | 80 | 80 | 62 | EF 86 | EF 59 | EF 59 | EF 52 | None | None | None | None | 0.00071 | 0.00071 | 3.32 | 33% | 21.45% | 33% | 21.45% | 11.05 | 11.05 | 1.34 | 3.1 | 1.23 | 0.87 |  | 14 | 80 | 80 | 66 | EF 95 | EF 60 | EF 60 | EF 74 | None | None | None | None | 0.0006035 | 0.000497 | 8 | 10% | 6.5% | 5% | 3.25% | 30 | 44 | 19 | 13 | 0.3 | 0.25 |  | 15 | 92 | 95 | 70 | EF 200 | EF 67 | EF 70 | EF 82 | Wrap 5 ft | Valve | Valve & LF | Valve & TS
No AC | Furnace | Crawlspace | 2 | 4 | 1 | pre78 | 1600 | 0.14016 | 0.00071 | 0.00071 | 3.32 | 33% | 24.75% | 33% | 24.75% | 11.05 | 11.05 | 1.34 | 3.1 | 1.23 | 0.87 |  | 11.4 | 80 | 80 | 62 | EF 86 | EF 59 | EF 59 | EF 52 | None | None | None | None | 0.00071 | 0.00071 | 3.32 | 33% | 24.75% | 33% | 24.75% | 11.05 | 11.05 | 1.34 | 3.1 | 1.23 | 0.87 |  | 14 | 80 | 80 | 66 | EF 95 | EF 60 | EF 60 | EF 74 | None | None | None | None | 0.0006035 | 0.000497 | 8 | 10% | 7.5% | 5% | 3.75% | 30 | 44 | 19 | 13 | 0.3 | 0.25 |  | 15 | 92 | 95 | 70 | EF 200 | EF 67 | EF 70 | EF 82 | Wrap 5 ft | Valve | Valve & LF | Valve & TS
No AC | Furnace | Crawlspace | 2 | 4 | 2 | pre78 | 1990 | 0.14016 | 0.00071 | 0.00071 | 3.32 | 33% | 21.45% | 33% | 21.45% | 11.05 | 11.05 | 1.34 | 3.1 | 1.23 | 0.87 |  | 11.4 | 80 | 80 | 62 | EF 86 | EF 59 | EF 59 | EF 52 | None | None | None | None | 0.00071 | 0.00071 | 3.32 | 33% | 21.45% | 33% | 21.45% | 11.05 | 11.05 | 1.34 | 3.1 | 1.23 | 0.87 |  | 14 | 80 | 80 | 66 | EF 95 | EF 60 | EF 60 | EF 74 | None | None | None | None | 0.0006035 | 0.000497 | 8 | 10% | 6.5% | 5% | 3.25% | 30 | 44 | 19 | 13 | 0.3 | 0.25 |  | 15 | 92 | 95 | 70 | EF 200 | EF 67 | EF 70 | EF 82 | Wrap 5 ft | Valve | Valve & LF | Valve & TS
AC | Furnace | Crawlspace | 2 | 4 | 1 | pre78 | 1600 | 0.14016 | 0.00071 | 0.00071 | 3.32 | 33% | 24.75% | 33% | 24.75% | 11.05 | 11.05 | 1.34 | 3.1 | 1.23 | 0.87 |  | 11.4 | 80 | 80 | 62 | EF 86 | EF 59 | EF 59 | EF 52 | None | None | None | None | 0.00071 | 0.00071 | 3.32 | 33% | 24.75% | 33% | 24.75% | 11.05 | 11.05 | 1.34 | 3.1 | 1.23 | 0.87 |  | 14 | 80 | 80 | 66 | EF 95 | EF 60 | EF 60 | EF 74 | None | None | None | None | 0.0006035 | 0.000497 | 8 | 10% | 7.5% | 5% | 3.75% | 30 | 44 | 19 | 13 | 0.3 | 0.25 |  | 15 | 92 | 95 | 70 | EF 200 | EF 67 | EF 70 | EF 82 | Wrap 5 ft | Valve | Valve & LF | Valve & TS
AC | Furnace | Crawlspace | 2 | 4 | 2 | pre78 | 1990 | 0.14016 | 0.00071 | 0.00071 | 3.32 | 33% | 21.45% | 33% | 21.45% | 11.05 | 11.05 | 1.34 | 3.1 | 1.23 | 0.87 |  | 11.4 | 80 | 80 | 62 | EF 86 | EF 59 | EF 59 | EF 52 | None | None | None | None | 0.00071 | 0.00071 | 3.32 | 33% | 21.45% | 33% | 21.45% | 11.05 | 11.05 | 1.34 | 3.1 | 1.23 | 0.87 |  | 14 | 80 | 80 | 66 | EF 95 | EF 60 | EF 60 | EF 74 | None | None | None | None | 0.0006035 | 0.000497 | 8 | 10% | 6.5% | 5% | 3.25% | 30 | 44 | 19 | 13 | 0.3 | 0.25 |  | 15 | 92 | 95 | 70 | EF 200 | EF 67 | EF 70 | EF 82 | Wrap 5 ft | Valve | Valve & LF | Valve & TS
No AC | Furnace | Slab-on-grade | 2 | 4 | 1 | 78-92 | 1810 | 0.11502 | 0.00052 | 0.00052 | 3.67 | 26% | 19.5% | 26% | 19.5% | 13.87 | 13.87 | 5.96 | 10.25 | 0.82 | 0.79 |  | 11.4 | 80 | 80 | 62 | EF 86 | EF 59 | EF 59 | EF 52 | None | None | None | None | 0.00052 | 0.00052 | 3.67 | 26% | 19.5% | 26% | 19.5% | 13.87 | 13.87 | 5.96 | 10.25 | 0.82 | 0.79 |  | 14 | 80 | 80 | 66 | EF 95 | EF 60 | EF 60 | EF 74 | None | None | None | None | 0.000442 | 0.000364 | 8 | 10% | 7.5% | 5% | 3.75% | 30 | 44 | 19 | 13 | 0.3 | 0.25 |  | 15 | 92 | 95 | 70 | EF 200 | EF 67 | EF 70 | EF 82 | Wrap 5 ft | Valve | Valve & LF | Valve & TS
No AC | Furnace | Slab-on-grade | 2 | 4 | 2 | 78-92 | 2400 | 0.11502 | 0.00052 | 0.00052 | 3.67 | 26% | 16.9% | 26% | 16.9% | 13.87 | 13.87 | 5.96 | 10.25 | 0.82 | 0.79 |  | 11.4 | 80 | 80 | 62 | EF 86 | EF 59 | EF 59 | EF 52 | None | None | None | None | 0.00052 | 0.00052 | 3.67 | 26% | 16.9% | 26% | 16.9% | 13.87 | 13.87 | 5.96 | 10.25 | 0.82 | 0.79 |  | 14 | 80 | 80 | 66 | EF 95 | EF 60 | EF 60 | EF 74 | None | None | None | None | 0.000442 | 0.000364 | 8 | 10% | 6.5% | 5% | 3.25% | 30 | 44 | 19 | 13 | 0.3 | 0.25 |  | 15 | 92 | 95 | 70 | EF 200 | EF 67 | EF 70 | EF 82 | Wrap 5 ft | Valve | Valve & LF | Valve & TS
AC | Furnace | Slab-on-grade | 2 | 4 | 1 | 78-92 | 1810 | 0.11502 | 0.00052 | 0.00052 | 3.67 | 26% | 19.5% | 26% | 19.5% | 13.87 | 13.87 | 5.96 | 10.25 | 0.82 | 0.79 |  | 11.4 | 80 | 80 | 62 | EF 86 | EF 59 | EF 59 | EF 52 | None | None | None | None | 0.00052 | 0.00052 | 3.67 | 26% | 19.5% | 26% | 19.5% | 13.87 | 13.87 | 5.96 | 10.25 | 0.82 | 0.79 |  | 14 | 80 | 80 | 66 | EF 95 | EF 60 | EF 60 | EF 74 | None | None | None | None | 0.000442 | 0.000364 | 8 | 10% | 7.5% | 5% | 3.75% | 30 | 44 | 19 | 13 | 0.3 | 0.25 |  | 15 | 92 | 95 | 70 | EF 200 | EF 67 | EF 70 | EF 82 | Wrap 5 ft | Valve | Valve & LF | Valve & TS
AC | Furnace | Slab-on-grade | 2 | 4 | 2 | 78-92 | 2400 | 0.11502 | 0.00052 | 0.00052 | 3.67 | 26% | 16.9% | 26% | 16.9% | 13.87 | 13.87 | 5.96 | 10.25 | 0.82 | 0.79 |  | 11.4 | 80 | 80 | 62 | EF 86 | EF 59 | EF 59 | EF 52 | None | None | None | None | 0.00052 | 0.00052 | 3.67 | 26% | 16.9% | 26% | 16.9% | 13.87 | 13.87 | 5.96 | 10.25 | 0.82 | 0.79 |  | 14 | 80 | 80 | 66 | EF 95 | EF 60 | EF 60 | EF 74 | None | None | None | None | 0.000442 | 0.000364 | 8 | 10% | 6.5% | 5% | 3.25% | 30 | 44 | 19 | 13 | 0.3 | 0.25 |  | 15 | 92 | 95 | 70 | EF 200 | EF 67 | EF 70 | EF 82 | Wrap 5 ft | Valve | Valve & LF | Valve & TS
No AC | Furnace | Crawlspace | 2 | 4 | 1 | 78-92 | 1810 | 0.11502 | 0.00052 | 0.00052 | 3.67 | 26% | 19.5% | 26% | 19.5% | 13.87 | 13.87 | 5.96 | 10.25 | 0.82 | 0.79 |  | 11.4 | 80 | 80 | 62 | EF 86 | EF 59 | EF 59 | EF 52 | None | None | None | None | 0.00052 | 0.00052 | 3.67 | 26% | 19.5% | 26% | 19.5% | 13.87 | 13.87 | 5.96 | 10.25 | 0.82 | 0.79 |  | 14 | 80 | 80 | 66 | EF 95 | EF 60 | EF 60 | EF 74 | None | None | None | None | 0.000442 | 0.000364 | 8 | 10% | 7.5% | 5% | 3.75% | 30 | 44 | 19 | 13 | 0.3 | 0.25 |  | 15 | 92 | 95 | 70 | EF 200 | EF 67 | EF 70 | EF 82 | Wrap 5 ft | Valve | Valve & LF | Valve & TS
No AC | Furnace | Crawlspace | 2 | 4 | 2 | 78-92 | 2400 | 0.11502 | 0.00052 | 0.00052 | 3.67 | 26% | 16.9% | 26% | 16.9% | 13.87 | 13.87 | 5.96 | 10.25 | 0.82 | 0.79 |  | 11.4 | 80 | 80 | 62 | EF 86 | EF 59 | EF 59 | EF 52 | None | None | None | None | 0.00052 | 0.00052 | 3.67 | 26% | 16.9% | 26% | 16.9% | 13.87 | 13.87 | 5.96 | 10.25 | 0.82 | 0.79 |  | 14 | 80 | 80 | 66 | EF 95 | EF 60 | EF 60 | EF 74 | None | None | None | None | 0.000442 | 0.000364 | 8 | 10% | 6.5% | 5% | 3.25% | 30 | 44 | 19 | 13 | 0.3 | 0.25 |  | 15 | 92 | 95 | 70 | EF 200 | EF 67 | EF 70 | EF 82 | Wrap 5 ft | Valve | Valve & LF | Valve & TS
AC | Furnace | Crawlspace | 2 | 4 | 1 | 78-92 | 1810 | 0.11502 | 0.00052 | 0.00052 | 3.67 | 26% | 19.5% | 26% | 19.5% | 13.87 | 13.87 | 5.96 | 10.25 | 0.82 | 0.79 |  | 11.4 | 80 | 80 | 62 | EF 86 | EF 59 | EF 59 | EF 52 | None | None | None | None | 0.00052 | 0.00052 | 3.67 | 26% | 19.5% | 26% | 19.5% | 13.87 | 13.87 | 5.96 | 10.25 | 0.82 | 0.79 |  | 14 | 80 | 80 | 66 | EF 95 | EF 60 | EF 60 | EF 74 | None | None | None | None | 0.000442 | 0.000364 | 8 | 10% | 7.5% | 5% | 3.75% | 30 | 44 | 19 | 13 | 0.3 | 0.25 |  | 15 | 92 | 95 | 70 | EF 200 | EF 67 | EF 70 | EF 82 | Wrap 5 ft | Valve | Valve & LF | Valve & TS
AC | Furnace | Crawlspace | 2 | 4 | 2 | 78-92 | 2400 | 0.11502 | 0.00052 | 0.00052 | 3.67 | 26% | 16.9% | 26% | 16.9% | 13.87 | 13.87 | 5.96 | 10.25 | 0.82 | 0.79 |  | 11.4 | 80 | 80 | 62 | EF 86 | EF 59 | EF 59 | EF 52 | None | None | None | None | 0.00052 | 0.00052 | 3.67 | 26% | 16.9% | 26% | 16.9% | 13.87 | 13.87 | 5.96 | 10.25 | 0.82 | 0.79 |  | 14 | 80 | 80 | 66 | EF 95 | EF 60 | EF 60 | EF 74 | None | None | None | None | 0.000442 | 0.000364 | 8 | 10% | 6.5% | 5% | 3.25% | 30 | 44 | 19 | 13 | 0.3 | 0.25 |  | 15 | 92 | 95 | 70 | EF 200 | EF 67 | EF 70 | EF 82 | Wrap 5 ft | Valve | Valve & LF | Valve & TS
No AC | Furnace | Slab-on-grade | 2 | 4 | 1 | 93-01 | 1910 | 0.2 | 0.00046 | 0.00046 | 4.26 | 22% | 16.5% | 22% | 16.5% | 19.33 | 19.33 | 5.96 | 10.25 | 0.67 | 0.79 |  | 11.4 | 80 | 80 | 62 | EF 86 | EF 59 | EF 59 | EF 52 | None | None | None | None | 0.00046 | 0.00046 | 4.26 | 22% | 16.5% | 22% | 16.5% | 19.33 | 19.33 | 5.96 | 10.25 | 0.67 | 0.79 |  | 14 | 80 | 80 | 66 | EF 95 | EF 60 | EF 60 | EF 74 | None | None | None | None | 0.000391 | 0.000322 | 8 | 10% | 7.5% | 5% | 3.75% | 30 | 44 | 19 | 13 | 0.3 | 0.25 |  | 15 | 92 | 95 | 70 | EF 200 | EF 67 | EF 70 | EF 82 | Wrap 5 ft | Valve | Valve & LF | Valve & TS
No AC | Furnace | Slab-on-grade | 2 | 4 | 2 | 93-01 | 2730 | 0.2 | 0.00046 | 0.00046 | 4.26 | 22% | 14.3% | 22% | 14.3% | 19.33 | 19.33 | 5.96 | 10.25 | 0.67 | 0.79 |  | 11.4 | 80 | 80 | 62 | EF 86 | EF 59 | EF 59 | EF 52 | None | None | None | None | 0.00046 | 0.00046 | 4.26 | 22% | 14.3% | 22% | 14.3% | 19.33 | 19.33 | 5.96 | 10.25 | 0.67 | 0.79 |  | 14 | 80 | 80 | 66 | EF 95 | EF 60 | EF 60 | EF 74 | None | None | None | None | 0.000391 | 0.000322 | 8 | 10% | 6.5% | 5% | 3.25% | 30 | 44 | 19 | 13 | 0.3 | 0.25 |  | 15 | 92 | 95 | 70 | EF 200 | EF 67 | EF 70 | EF 82 | Wrap 5 ft | Valve | Valve & LF | Valve & TS
AC | Furnace | Slab-on-grade | 2 | 4 | 1 | 93-01 | 1910 | 0.2 | 0.00046 | 0.00046 | 4.26 | 22% | 16.5% | 22% | 16.5% | 19.33 | 19.33 | 5.96 | 10.25 | 0.67 | 0.79 |  | 11.4 | 80 | 80 | 62 | EF 86 | EF 59 | EF 59 | EF 52 | None | None | None | None | 0.00046 | 0.00046 | 4.26 | 22% | 16.5% | 22% | 16.5% | 19.33 | 19.33 | 5.96 | 10.25 | 0.67 | 0.79 |  | 14 | 80 | 80 | 66 | EF 95 | EF 60 | EF 60 | EF 74 | None | None | None | None | 0.000391 | 0.000322 | 8 | 10% | 7.5% | 5% | 3.75% | 30 | 44 | 19 | 13 | 0.3 | 0.25 |  | 15 | 92 | 95 | 70 | EF 200 | EF 67 | EF 70 | EF 82 | Wrap 5 ft | Valve | Valve & LF | Valve & TS
AC | Furnace | Slab-on-grade | 2 | 4 | 2 | 93-01 | 2730 | 0.2 | 0.00046 | 0.00046 | 4.26 | 22% | 14.3% | 22% | 14.3% | 19.33 | 19.33 | 5.96 | 10.25 | 0.67 | 0.79 |  | 11.4 | 80 | 80 | 62 | EF 86 | EF 59 | EF 59 | EF 52 | None | None | None | None | 0.00046 | 0.00046 | 4.26 | 22% | 14.3% | 22% | 14.3% | 19.33 | 19.33 | 5.96 | 10.25 | 0.67 | 0.79 |  | 14 | 80 | 80 | 66 | EF 95 | EF 60 | EF 60 | EF 74 | None | None | None | None | 0.000391 | 0.000322 | 8 | 10% | 6.5% | 5% | 3.25% | 30 | 44 | 19 | 13 | 0.3 | 0.25 |  | 15 | 92 | 95 | 70 | EF 200 | EF 67 | EF 70 | EF 82 | Wrap 5 ft | Valve | Valve & LF | Valve & TS
No AC | Furnace | Crawlspace | 2 | 4 | 1 | 93-01 | 1910 | 0.2 | 0.00046 | 0.00046 | 4.26 | 22% | 16.5% | 22% | 16.5% | 19.33 | 19.33 | 5.96 | 10.25 | 0.67 | 0.79 |  | 11.4 | 80 | 80 | 62 | EF 86 | EF 59 | EF 59 | EF 52 | None | None | None | None | 0.00046 | 0.00046 | 4.26 | 22% | 16.5% | 22% | 16.5% | 19.33 | 19.33 | 5.96 | 10.25 | 0.67 | 0.79 |  | 14 | 80 | 80 | 66 | EF 95 | EF 60 | EF 60 | EF 74 | None | None | None | None | 0.000391 | 0.000322 | 8 | 10% | 7.5% | 5% | 3.75% | 30 | 44 | 19 | 13 | 0.3 | 0.25 |  | 15 | 92 | 95 | 70 | EF 200 | EF 67 | EF 70 | EF 82 | Wrap 5 ft | Valve | Valve & LF | Valve & TS
No AC | Furnace | Crawlspace | 2 | 4 | 2 | 93-01 | 2730 | 0.2 | 0.00046 | 0.00046 | 4.26 | 22% | 14.3% | 22% | 14.3% | 19.33 | 19.33 | 5.96 | 10.25 | 0.67 | 0.79 |  | 11.4 | 80 | 80 | 62 | EF 86 | EF 59 | EF 59 | EF 52 | None | None | None | None | 0.00046 | 0.00046 | 4.26 | 22% | 14.3% | 22% | 14.3% | 19.33 | 19.33 | 5.96 | 10.25 | 0.67 | 0.79 |  | 14 | 80 | 80 | 66 | EF 95 | EF 60 | EF 60 | EF 74 | None | None | None | None | 0.000391 | 0.000322 | 8 | 10% | 6.5% | 5% | 3.25% | 30 | 44 | 19 | 13 | 0.3 | 0.25 |  | 15 | 92 | 95 | 70 | EF 200 | EF 67 | EF 70 | EF 82 | Wrap 5 ft | Valve | Valve & LF | Valve & TS
AC | Furnace | Crawlspace | 2 | 4 | 1 | 93-01 | 1910 | 0.2 | 0.00046 | 0.00046 | 4.26 | 22% | 16.5% | 22% | 16.5% | 19.33 | 19.33 | 5.96 | 10.25 | 0.67 | 0.79 |  | 11.4 | 80 | 80 | 62 | EF 86 | EF 59 | EF 59 | EF 52 | None | None | None | None | 0.00046 | 0.00046 | 4.26 | 22% | 16.5% | 22% | 16.5% | 19.33 | 19.33 | 5.96 | 10.25 | 0.67 | 0.79 |  | 14 | 80 | 80 | 66 | EF 95 | EF 60 | EF 60 | EF 74 | None | None | None | None | 0.000391 | 0.000322 | 8 | 10% | 7.5% | 5% | 3.75% | 30 | 44 | 19 | 13 | 0.3 | 0.25 |  | 15 | 92 | 95 | 70 | EF 200 | EF 67 | EF 70 | EF 82 | Wrap 5 ft | Valve | Valve & LF | Valve & TS
AC | Furnace | Crawlspace | 2 | 4 | 2 | 93-01 | 2730 | 0.2 | 0.00046 | 0.00046 | 4.26 | 22% | 14.3% | 22% | 14.3% | 19.33 | 19.33 | 5.96 | 10.25 | 0.67 | 0.79 |  | 11.4 | 80 | 80 | 62 | EF 86 | EF 59 | EF 59 | EF 52 | None | None | None | None | 0.00046 | 0.00046 | 4.26 | 22% | 14.3% | 22% | 14.3% | 19.33 | 19.33 | 5.96 | 10.25 | 0.67 | 0.79 |  | 14 | 80 | 80 | 66 | EF 95 | EF 60 | EF 60 | EF 74 | None | None | None | None | 0.000391 | 0.000322 | 8 | 10% | 6.5% | 5% | 3.25% | 30 | 44 | 19 | 13 | 0.3 | 0.25 |  | 15 | 92 | 95 | 70 | EF 200 | EF 67 | EF 70 | EF 82 | Wrap 5 ft | Valve | Valve & LF | Valve & TS
No AC | Wall Furnace | Slab-on-grade | 2 | 4 | 1 | pre78 | 1600 | 0.14016 | 0.00071 | 0.00071 | 3.32 | 33% | 24.75% | 33% | 24.75% | 11.05 | 11.05 | 1.34 | 3.1 | 1.23 | 0.87 |  | 11.4 | 80 | 80 | 62 | EF 86 | EF 59 | EF 59 | EF 52 | None | None | None | None | 0.00071 | 0.00071 | 3.32 | 33% | 24.75% | 33% | 24.75% | 11.05 | 11.05 | 1.34 | 3.1 | 1.23 | 0.87 |  | 14 | 80 | 80 | 66 | EF 95 | EF 60 | EF 60 | EF 74 | None | None | None | None | 0.0006035 | 0.000497 | 8 | 10% | 7.5% | 5% | 3.75% | 30 | 44 | 19 | 13 | 0.3 | 0.25 |  | 15 | 92 | 95 | 70 | EF 200 | EF 67 | EF 70 | EF 82 | Wrap 5 ft | Valve | Valve & LF | Valve & TS
No AC | Wall Furnace | Slab-on-grade | 2 | 4 | 2 | pre78 | 1990 | 0.14016 | 0.00071 | 0.00071 | 3.32 | 33% | 21.45% | 33% | 21.45% | 11.05 | 11.05 | 1.34 | 3.1 | 1.23 | 0.87 |  | 11.4 | 80 | 80 | 62 | EF 86 | EF 59 | EF 59 | EF 52 | None | None | None | None | 0.00071 | 0.00071 | 3.32 | 33% | 21.45% | 33% | 21.45% | 11.05 | 11.05 | 1.34 | 3.1 | 1.23 | 0.87 |  | 14 | 80 | 80 | 66 | EF 95 | EF 60 | EF 60 | EF 74 | None | None | None | None | 0.0006035 | 0.000497 | 8 | 10% | 6.5% | 5% | 3.25% | 30 | 44 | 19 | 13 | 0.3 | 0.25 |  | 15 | 92 | 95 | 70 | EF 200 | EF 67 | EF 70 | EF 82 | Wrap 5 ft | Valve | Valve & LF | Valve & TS
AC | Wall Furnace | Slab-on-grade | 2 | 4 | 1 | pre78 | 1600 | 0.14016 | 0.00071 | 0.00071 | 3.32 | 33% | 24.75% | 33% | 24.75% | 11.05 | 11.05 | 1.34 | 3.1 | 1.23 | 0.87 |  | 11.4 | 80 | 80 | 62 | EF 86 | EF 59 | EF 59 | EF 52 | None | None | None | None | 0.00071 | 0.00071 | 3.32 | 33% | 24.75% | 33% | 24.75% | 11.05 | 11.05 | 1.34 | 3.1 | 1.23 | 0.87 |  | 14 | 80 | 80 | 66 | EF 95 | EF 60 | EF 60 | EF 74 | None | None | None | None | 0.0006035 | 0.000497 | 8 | 10% | 7.5% | 5% | 3.75% | 30 | 44 | 19 | 13 | 0.3 | 0.25 |  | 15 | 92 | 95 | 70 | EF 200 | EF 67 | EF 70 | EF 82 | Wrap 5 ft | Valve | Valve & LF | Valve & TS
AC | Wall Furnace | Slab-on-grade | 2 | 4 | 2 | pre78 | 1990 | 0.14016 | 0.00071 | 0.00071 | 3.32 | 33% | 21.45% | 33% | 21.45% | 11.05 | 11.05 | 1.34 | 3.1 | 1.23 | 0.87 |  | 11.4 | 80 | 80 | 62 | EF 86 | EF 59 | EF 59 | EF 52 | None | None | None | None | 0.00071 | 0.00071 | 3.32 | 33% | 21.45% | 33% | 21.45% | 11.05 | 11.05 | 1.34 | 3.1 | 1.23 | 0.87 |  | 14 | 80 | 80 | 66 | EF 95 | EF 60 | EF 60 | EF 74 | None | None | None | None | 0.0006035 | 0.000497 | 8 | 10% | 6.5% | 5% | 3.25% | 30 | 44 | 19 | 13 | 0.3 | 0.25 |  | 15 | 92 | 95 | 70 | EF 200 | EF 67 | EF 70 | EF 82 | Wrap 5 ft | Valve | Valve & LF | Valve & TS
No AC | Wall Furnace | Crawlspace | 2 | 4 | 1 | pre78 | 1600 | 0.14016 | 0.00071 | 0.00071 | 3.32 | 33% | 24.75% | 33% | 24.75% | 11.05 | 11.05 | 1.34 | 3.1 | 1.23 | 0.87 |  | 11.4 | 80 | 80 | 62 | EF 86 | EF 59 | EF 59 | EF 52 | None | None | None | None | 0.00071 | 0.00071 | 3.32 | 33% | 24.75% | 33% | 24.75% | 11.05 | 11.05 | 1.34 | 3.1 | 1.23 | 0.87 |  | 14 | 80 | 80 | 66 | EF 95 | EF 60 | EF 60 | EF 74 | None | None | None | None | 0.0006035 | 0.000497 | 8 | 10% | 7.5% | 5% | 3.75% | 30 | 44 | 19 | 13 | 0.3 | 0.25 |  | 15 | 92 | 95 | 70 | EF 200 | EF 67 | EF 70 | EF 82 | Wrap 5 ft | Valve | Valve & LF | Valve & TS
No AC | Wall Furnace | Crawlspace | 2 | 4 | 2 | pre78 | 1990 | 0.14016 | 0.00071 | 0.00071 | 3.32 | 33% | 21.45% | 33% | 21.45% | 11.05 | 11.05 | 1.34 | 3.1 | 1.23 | 0.87 |  | 11.4 | 80 | 80 | 62 | EF 86 | EF 59 | EF 59 | EF 52 | None | None | None | None | 0.00071 | 0.00071 | 3.32 | 33% | 21.45% | 33% | 21.45% | 11.05 | 11.05 | 1.34 | 3.1 | 1.23 | 0.87 |  | 14 | 80 | 80 | 66 | EF 95 | EF 60 | EF 60 | EF 74 | None | None | None | None | 0.0006035 | 0.000497 | 8 | 10% | 6.5% | 5% | 3.25% | 30 | 44 | 19 | 13 | 0.3 | 0.25 |  | 15 | 92 | 95 | 70 | EF 200 | EF 67 | EF 70 | EF 82 | Wrap 5 ft | Valve | Valve & LF | Valve & TS
AC | Wall Furnace | Crawlspace | 2 | 4 | 1 | pre78 | 1600 | 0.14016 | 0.00071 | 0.00071 | 3.32 | 33% | 24.75% | 33% | 24.75% | 11.05 | 11.05 | 1.34 | 3.1 | 1.23 | 0.87 |  | 11.4 | 80 | 80 | 62 | EF 86 | EF 59 | EF 59 | EF 52 | None | None | None | None | 0.00071 | 0.00071 | 3.32 | 33% | 24.75% | 33% | 24.75% | 11.05 | 11.05 | 1.34 | 3.1 | 1.23 | 0.87 |  | 14 | 80 | 80 | 66 | EF 95 | EF 60 | EF 60 | EF 74 | None | None | None | None | 0.0006035 | 0.000497 | 8 | 10% | 7.5% | 5% | 3.75% | 30 | 44 | 19 | 13 | 0.3 | 0.25 |  | 15 | 92 | 95 | 70 | EF 200 | EF 67 | EF 70 | EF 82 | Wrap 5 ft | Valve | Valve & LF | Valve & TS
AC | Wall Furnace | Crawlspace | 2 | 4 | 2 | pre78 | 1990 | 0.14016 | 0.00071 | 0.00071 | 3.32 | 33% | 21.45% | 33% | 21.45% | 11.05 | 11.05 | 1.34 | 3.1 | 1.23 | 0.87 |  | 11.4 | 80 | 80 | 62 | EF 86 | EF 59 | EF 59 | EF 52 | None | None | None | None | 0.00071 | 0.00071 | 3.32 | 33% | 21.45% | 33% | 21.45% | 11.05 | 11.05 | 1.34 | 3.1 | 1.23 | 0.87 |  | 14 | 80 | 80 | 66 | EF 95 | EF 60 | EF 60 | EF 74 | None | None | None | None | 0.0006035 | 0.000497 | 8 | 10% | 6.5% | 5% | 3.25% | 30 | 44 | 19 | 13 | 0.3 | 0.25 |  | 15 | 92 | 95 | 70 | EF 200 | EF 67 | EF 70 | EF 82 | Wrap 5 ft | Valve | Valve & LF | Valve & TS
No AC | Wall Furnace | Slab-on-grade | 2 | 4 | 1 | 78-92 | 1810 | 0.11502 | 0.00052 | 0.00052 | 3.67 | 26% | 19.5% | 26% | 19.5% | 13.87 | 13.87 | 5.96 | 10.25 | 0.82 | 0.79 |  | 11.4 | 80 | 80 | 62 | EF 86 | EF 59 | EF 59 | EF 52 | None | None | None | None | 0.00052 | 0.00052 | 3.67 | 26% | 19.5% | 26% | 19.5% | 13.87 | 13.87 | 5.96 | 10.25 | 0.82 | 0.79 |  | 14 | 80 | 80 | 66 | EF 95 | EF 60 | EF 60 | EF 74 | None | None | None | None | 0.000442 | 0.000364 | 8 | 10% | 7.5% | 5% | 3.75% | 30 | 44 | 19 | 13 | 0.3 | 0.25 |  | 15 | 92 | 95 | 70 | EF 200 | EF 67 | EF 70 | EF 82 | Wrap 5 ft | Valve | Valve & LF | Valve & TS
No AC | Wall Furnace | Slab-on-grade | 2 | 4 | 2 | 78-92 | 2400 | 0.11502 | 0.00052 | 0.00052 | 3.67 | 26% | 16.9% | 26% | 16.9% | 13.87 | 13.87 | 5.96 | 10.25 | 0.82 | 0.79 |  | 11.4 | 80 | 80 | 62 | EF 86 | EF 59 | EF 59 | EF 52 | None | None | None | None | 0.00052 | 0.00052 | 3.67 | 26% | 16.9% | 26% | 16.9% | 13.87 | 13.87 | 5.96 | 10.25 | 0.82 | 0.79 |  | 14 | 80 | 80 | 66 | EF 95 | EF 60 | EF 60 | EF 74 | None | None | None | None | 0.000442 | 0.000364 | 8 | 10% | 6.5% | 5% | 3.25% | 30 | 44 | 19 | 13 | 0.3 | 0.25 |  | 15 | 92 | 95 | 70 | EF 200 | EF 67 | EF 70 | EF 82 | Wrap 5 ft | Valve | Valve & LF | Valve & TS
AC | Wall Furnace | Slab-on-grade | 2 | 4 | 1 | 78-92 | 1810 | 0.11502 | 0.00052 | 0.00052 | 3.67 | 26% | 19.5% | 26% | 19.5% | 13.87 | 13.87 | 5.96 | 10.25 | 0.82 | 0.79 |  | 11.4 | 80 | 80 | 62 | EF 86 | EF 59 | EF 59 | EF 52 | None | None | None | None | 0.00052 | 0.00052 | 3.67 | 26% | 19.5% | 26% | 19.5% | 13.87 | 13.87 | 5.96 | 10.25 | 0.82 | 0.79 |  | 14 | 80 | 80 | 66 | EF 95 | EF 60 | EF 60 | EF 74 | None | None | None | None | 0.000442 | 0.000364 | 8 | 10% | 7.5% | 5% | 3.75% | 30 | 44 | 19 | 13 | 0.3 | 0.25 |  | 15 | 92 | 95 | 70 | EF 200 | EF 67 | EF 70 | EF 82 | Wrap 5 ft | Valve | Valve & LF | Valve & TS
AC | Wall Furnace | Slab-on-grade | 2 | 4 | 2 | 78-92 | 2400 | 0.11502 | 0.00052 | 0.00052 | 3.67 | 26% | 16.9% | 26% | 16.9% | 13.87 | 13.87 | 5.96 | 10.25 | 0.82 | 0.79 |  | 11.4 | 80 | 80 | 62 | EF 86 | EF 59 | EF 59 | EF 52 | None | None | None | None | 0.00052 | 0.00052 | 3.67 | 26% | 16.9% | 26% | 16.9% | 13.87 | 13.87 | 5.96 | 10.25 | 0.82 | 0.79 |  | 14 | 80 | 80 | 66 | EF 95 | EF 60 | EF 60 | EF 74 | None | None | None | None | 0.000442 | 0.000364 | 8 | 10% | 6.5% | 5% | 3.25% | 30 | 44 | 19 | 13 | 0.3 | 0.25 |  | 15 | 92 | 95 | 70 | EF 200 | EF 67 | EF 70 | EF 82 | Wrap 5 ft | Valve | Valve & LF | Valve & TS
No AC | Wall Furnace | Crawlspace | 2 | 4 | 1 | 78-92 | 1810 | 0.11502 | 0.00052 | 0.00052 | 3.67 | 26% | 19.5% | 26% | 19.5% | 13.87 | 13.87 | 5.96 | 10.25 | 0.82 | 0.79 |  | 11.4 | 80 | 80 | 62 | EF 86 | EF 59 | EF 59 | EF 52 | None | None | None | None | 0.00052 | 0.00052 | 3.67 | 26% | 19.5% | 26% | 19.5% | 13.87 | 13.87 | 5.96 | 10.25 | 0.82 | 0.79 |  | 14 | 80 | 80 | 66 | EF 95 | EF 60 | EF 60 | EF 74 | None | None | None | None | 0.000442 | 0.000364 | 8 | 10% | 7.5% | 5% | 3.75% | 30 | 44 | 19 | 13 | 0.3 | 0.25 |  | 15 | 92 | 95 | 70 | EF 200 | EF 67 | EF 70 | EF 82 | Wrap 5 ft | Valve | Valve & LF | Valve & TS
No AC | Wall Furnace | Crawlspace | 2 | 4 | 2 | 78-92 | 2400 | 0.11502 | 0.00052 | 0.00052 | 3.67 | 26% | 16.9% | 26% | 16.9% | 13.87 | 13.87 | 5.96 | 10.25 | 0.82 | 0.79 |  | 11.4 | 80 | 80 | 62 | EF 86 | EF 59 | EF 59 | EF 52 | None | None | None | None | 0.00052 | 0.00052 | 3.67 | 26% | 16.9% | 26% | 16.9% | 13.87 | 13.87 | 5.96 | 10.25 | 0.82 | 0.79 |  | 14 | 80 | 80 | 66 | EF 95 | EF 60 | EF 60 | EF 74 | None | None | None | None | 0.000442 | 0.000364 | 8 | 10% | 6.5% | 5% | 3.25% | 30 | 44 | 19 | 13 | 0.3 | 0.25 |  | 15 | 92 | 95 | 70 | EF 200 | EF 67 | EF 70 | EF 82 | Wrap 5 ft | Valve | Valve & LF | Valve & TS
AC | Wall Furnace | Crawlspace | 2 | 4 | 1 | 78-92 | 1810 | 0.11502 | 0.00052 | 0.00052 | 3.67 | 26% | 19.5% | 26% | 19.5% | 13.87 | 13.87 | 5.96 | 10.25 | 0.82 | 0.79 |  | 11.4 | 80 | 80 | 62 | EF 86 | EF 59 | EF 59 | EF 52 | None | None | None | None | 0.00052 | 0.00052 | 3.67 | 26% | 19.5% | 26% | 19.5% | 13.87 | 13.87 | 5.96 | 10.25 | 0.82 | 0.79 |  | 14 | 80 | 80 | 66 | EF 95 | EF 60 | EF 60 | EF 74 | None | None | None | None | 0.000442 | 0.000364 | 8 | 10% | 7.5% | 5% | 3.75% | 30 | 44 | 19 | 13 | 0.3 | 0.25 |  | 15 | 92 | 95 | 70 | EF 200 | EF 67 | EF 70 | EF 82 | Wrap 5 ft | Valve | Valve & LF | Valve & TS
AC | Wall Furnace | Crawlspace | 2 | 4 | 2 | 78-92 | 2400 | 0.11502 | 0.00052 | 0.00052 | 3.67 | 26% | 16.9% | 26% | 16.9% | 13.87 | 13.87 | 5.96 | 10.25 | 0.82 | 0.79 |  | 11.4 | 80 | 80 | 62 | EF 86 | EF 59 | EF 59 | EF 52 | None | None | None | None | 0.00052 | 0.00052 | 3.67 | 26% | 16.9% | 26% | 16.9% | 13.87 | 13.87 | 5.96 | 10.25 | 0.82 | 0.79 |  | 14 | 80 | 80 | 66 | EF 95 | EF 60 | EF 60 | EF 74 | None | None | None | None | 0.000442 | 0.000364 | 8 | 10% | 6.5% | 5% | 3.25% | 30 | 44 | 19 | 13 | 0.3 | 0.25 |  | 15 | 92 | 95 | 70 | EF 200 | EF 67 | EF 70 | EF 82 | Wrap 5 ft | Valve | Valve & LF | Valve & TS
No AC | Wall Furnace | Slab-on-grade | 2 | 4 | 1 | 93-01 | 1910 | 0.2 | 0.00046 | 0.00046 | 4.26 | 22% | 16.5% | 22% | 16.5% | 19.33 | 19.33 | 5.96 | 10.25 | 0.67 | 0.79 |  | 11.4 | 80 | 80 | 62 | EF 86 | EF 59 | EF 59 | EF 52 | None | None | None | None | 0.00046 | 0.00046 | 4.26 | 22% | 16.5% | 22% | 16.5% | 19.33 | 19.33 | 5.96 | 10.25 | 0.67 | 0.79 |  | 14 | 80 | 80 | 66 | EF 95 | EF 60 | EF 60 | EF 74 | None | None | None | None | 0.000391 | 0.000322 | 8 | 10% | 7.5% | 5% | 3.75% | 30 | 44 | 19 | 13 | 0.3 | 0.25 |  | 15 | 92 | 95 | 70 | EF 200 | EF 67 | EF 70 | EF 82 | Wrap 5 ft | Valve | Valve & LF | Valve & TS
No AC | Wall Furnace | Slab-on-grade | 2 | 4 | 2 | 93-01 | 2730 | 0.2 | 0.00046 | 0.00046 | 4.26 | 22% | 14.3% | 22% | 14.3% | 19.33 | 19.33 | 5.96 | 10.25 | 0.67 | 0.79 |  | 11.4 | 80 | 80 | 62 | EF 86 | EF 59 | EF 59 | EF 52 | None | None | None | None | 0.00046 | 0.00046 | 4.26 | 22% | 14.3% | 22% | 14.3% | 19.33 | 19.33 | 5.96 | 10.25 | 0.67 | 0.79 |  | 14 | 80 | 80 | 66 | EF 95 | EF 60 | EF 60 | EF 74 | None | None | None | None | 0.000391 | 0.000322 | 8 | 10% | 6.5% | 5% | 3.25% | 30 | 44 | 19 | 13 | 0.3 | 0.25 |  | 15 | 92 | 95 | 70 | EF 200 | EF 67 | EF 70 | EF 82 | Wrap 5 ft | Valve | Valve & LF | Valve & TS
AC | Wall Furnace | Slab-on-grade | 2 | 4 | 1 | 93-01 | 1910 | 0.2 | 0.00046 | 0.00046 | 4.26 | 22% | 16.5% | 22% | 16.5% | 19.33 | 19.33 | 5.96 | 10.25 | 0.67 | 0.79 |  | 11.4 | 80 | 80 | 62 | EF 86 | EF 59 | EF 59 | EF 52 | None | None | None | None | 0.00046 | 0.00046 | 4.26 | 22% | 16.5% | 22% | 16.5% | 19.33 | 19.33 | 5.96 | 10.25 | 0.67 | 0.79 |  | 14 | 80 | 80 | 66 | EF 95 | EF 60 | EF 60 | EF 74 | None | None | None | None | 0.000391 | 0.000322 | 8 | 10% | 7.5% | 5% | 3.75% | 30 | 44 | 19 | 13 | 0.3 | 0.25 |  | 15 | 92 | 95 | 70 | EF 200 | EF 67 | EF 70 | EF 82 | Wrap 5 ft | Valve | Valve & LF | Valve & TS
AC | Wall Furnace | Slab-on-grade | 2 | 4 | 2 | 93-01 | 2730 | 0.2 | 0.00046 | 0.00046 | 4.26 | 22% | 14.3% | 22% | 14.3% | 19.33 | 19.33 | 5.96 | 10.25 | 0.67 | 0.79 |  | 11.4 | 80 | 80 | 62 | EF 86 | EF 59 | EF 59 | EF 52 | None | None | None | None | 0.00046 | 0.00046 | 4.26 | 22% | 14.3% | 22% | 14.3% | 19.33 | 19.33 | 5.96 | 10.25 | 0.67 | 0.79 |  | 14 | 80 | 80 | 66 | EF 95 | EF 60 | EF 60 | EF 74 | None | None | None | None | 0.000391 | 0.000322 | 8 | 10% | 6.5% | 5% | 3.25% | 30 | 44 | 19 | 13 | 0.3 | 0.25 |  | 15 | 92 | 95 | 70 | EF 200 | EF 67 | EF 70 | EF 82 | Wrap 5 ft | Valve | Valve & LF | Valve & TS
No AC | Wall Furnace | Crawlspace | 2 | 4 | 1 | 93-01 | 1910 | 0.2 | 0.00046 | 0.00046 | 4.26 | 22% | 16.5% | 22% | 16.5% | 19.33 | 19.33 | 5.96 | 10.25 | 0.67 | 0.79 |  | 11.4 | 80 | 80 | 62 | EF 86 | EF 59 | EF 59 | EF 52 | None | None | None | None | 0.00046 | 0.00046 | 4.26 | 22% | 16.5% | 22% | 16.5% | 19.33 | 19.33 | 5.96 | 10.25 | 0.67 | 0.79 |  | 14 | 80 | 80 | 66 | EF 95 | EF 60 | EF 60 | EF 74 | None | None | None | None | 0.000391 | 0.000322 | 8 | 10% | 7.5% | 5% | 3.75% | 30 | 44 | 19 | 13 | 0.3 | 0.25 |  | 15 | 92 | 95 | 70 | EF 200 | EF 67 | EF 70 | EF 82 | Wrap 5 ft | Valve | Valve & LF | Valve & TS
No AC | Wall Furnace | Crawlspace | 2 | 4 | 2 | 93-01 | 2730 | 0.2 | 0.00046 | 0.00046 | 4.26 | 22% | 14.3% | 22% | 14.3% | 19.33 | 19.33 | 5.96 | 10.25 | 0.67 | 0.79 |  | 11.4 | 80 | 80 | 62 | EF 86 | EF 59 | EF 59 | EF 52 | None | None | None | None | 0.00046 | 0.00046 | 4.26 | 22% | 14.3% | 22% | 14.3% | 19.33 | 19.33 | 5.96 | 10.25 | 0.67 | 0.79 |  | 14 | 80 | 80 | 66 | EF 95 | EF 60 | EF 60 | EF 74 | None | None | None | None | 0.000391 | 0.000322 | 8 | 10% | 6.5% | 5% | 3.25% | 30 | 44 | 19 | 13 | 0.3 | 0.25 |  | 15 | 92 | 95 | 70 | EF 200 | EF 67 | EF 70 | EF 82 | Wrap 5 ft | Valve | Valve & LF | Valve & TS
AC | Wall Furnace | Crawlspace | 2 | 4 | 1 | 93-01 | 1910 | 0.2 | 0.00046 | 0.00046 | 4.26 | 22% | 16.5% | 22% | 16.5% | 19.33 | 19.33 | 5.96 | 10.25 | 0.67 | 0.79 |  | 11.4 | 80 | 80 | 62 | EF 86 | EF 59 | EF 59 | EF 52 | None | None | None | None | 0.00046 | 0.00046 | 4.26 | 22% | 16.5% | 22% | 16.5% | 19.33 | 19.33 | 5.96 | 10.25 | 0.67 | 0.79 |  | 14 | 80 | 80 | 66 | EF 95 | EF 60 | EF 60 | EF 74 | None | None | None | None | 0.000391 | 0.000322 | 8 | 10% | 7.5% | 5% | 3.75% | 30 | 44 | 19 | 13 | 0.3 | 0.25 |  | 15 | 92 | 95 | 70 | EF 200 | EF 67 | EF 70 | EF 82 | Wrap 5 ft | Valve | Valve & LF | Valve & TS
AC | Wall Furnace | Crawlspace | 2 | 4 | 2 | 93-01 | 2730 | 0.2 | 0.00046 | 0.00046 | 4.26 | 22% | 14.3% | 22% | 14.3% | 19.33 | 19.33 | 5.96 | 10.25 | 0.67 | 0.79 |  | 11.4 | 80 | 80 | 62 | EF 86 | EF 59 | EF 59 | EF 52 | None | None | None | None | 0.00046 | 0.00046 | 4.26 | 22% | 14.3% | 22% | 14.3% | 19.33 | 19.33 | 5.96 | 10.25 | 0.67 | 0.79 |  | 14 | 80 | 80 | 66 | EF 95 | EF 60 | EF 60 | EF 74 | None | None | None | None | 0.000391 | 0.000322 | 8 | 10% | 6.5% | 5% | 3.25% | 30 | 44 | 19 | 13 | 0.3 | 0.25 |  | 15 | 92 | 95 | 70 | EF 200 | EF 67 | EF 70 | EF 82 | Wrap 5 ft | Valve | Valve & LF | Valve & TS
No AC | Furnace | Slab-on-grade | 4 | 4 | 1 | pre78 | 1600 | 0.14016 | 0.00071 | 0.00071 | 3.32 | 33% | 24.75% | 33% | 24.75% | 11.05 | 11.05 | 1.34 | 3.1 | 1.23 | 0.87 |  | 11.4 | 80 | 80 | 62 | EF 86 | EF 59 | EF 59 | EF 52 | None | None | None | None | 0.00071 | 0.00071 | 3.32 | 33% | 24.75% | 33% | 24.75% | 11.05 | 11.05 | 1.34 | 3.1 | 1.23 | 0.87 |  | 14 | 80 | 80 | 66 | EF 95 | EF 60 | EF 60 | EF 74 | None | None | None | None | 0.0006035 | 0.000497 | 8 | 10% | 7.5% | 5% | 3.75% | 30 | 44 | 19 | 13 | 0.3 | 0.25 |  | 15 | 92 | 95 | 70 | EF 200 | EF 67 | EF 70 | EF 82 | Wrap 5 ft | Valve | Valve & LF | Valve & TS
No AC | Furnace | Slab-on-grade | 4 | 4 | 2 | pre78 | 1990 | 0.14016 | 0.00071 | 0.00071 | 3.32 | 33% | 21.45% | 33% | 21.45% | 11.05 | 11.05 | 1.34 | 3.1 | 1.23 | 0.87 |  | 11.4 | 80 | 80 | 62 | EF 86 | EF 59 | EF 59 | EF 52 | None | None | None | None | 0.00071 | 0.00071 | 3.32 | 33% | 21.45% | 33% | 21.45% | 11.05 | 11.05 | 1.34 | 3.1 | 1.23 | 0.87 |  | 14 | 80 | 80 | 66 | EF 95 | EF 60 | EF 60 | EF 74 | None | None | None | None | 0.0006035 | 0.000497 | 8 | 10% | 6.5% | 5% | 3.25% | 30 | 44 | 19 | 13 | 0.3 | 0.25 |  | 15 | 92 | 95 | 70 | EF 200 | EF 67 | EF 70 | EF 82 | Wrap 5 ft | Valve | Valve & LF | Valve & TS
AC | Furnace | Slab-on-grade | 4 | 4 | 1 | pre78 | 1600 | 0.14016 | 0.00071 | 0.00071 | 3.32 | 33% | 24.75% | 33% | 24.75% | 11.05 | 11.05 | 1.34 | 3.1 | 1.23 | 0.87 |  | 11.4 | 80 | 80 | 62 | EF 86 | EF 59 | EF 59 | EF 52 | None | None | None | None | 0.00071 | 0.00071 | 3.32 | 33% | 24.75% | 33% | 24.75% | 11.05 | 11.05 | 1.34 | 3.1 | 1.23 | 0.87 |  | 14 | 80 | 80 | 66 | EF 95 | EF 60 | EF 60 | EF 74 | None | None | None | None | 0.0006035 | 0.000497 | 8 | 10% | 7.5% | 5% | 3.75% | 30 | 44 | 19 | 13 | 0.3 | 0.25 |  | 15 | 92 | 95 | 70 | EF 200 | EF 67 | EF 70 | EF 82 | Wrap 5 ft | Valve | Valve & LF | Valve & TS
AC | Furnace | Slab-on-grade | 4 | 4 | 2 | pre78 | 1990 | 0.14016 | 0.00071 | 0.00071 | 3.32 | 33% | 21.45% | 33% | 21.45% | 11.05 | 11.05 | 1.34 | 3.1 | 1.23 | 0.87 |  | 11.4 | 80 | 80 | 62 | EF 86 | EF 59 | EF 59 | EF 52 | None | None | None | None | 0.00071 | 0.00071 | 3.32 | 33% | 21.45% | 33% | 21.45% | 11.05 | 11.05 | 1.34 | 3.1 | 1.23 | 0.87 |  | 14 | 80 | 80 | 66 | EF 95 | EF 60 | EF 60 | EF 74 | None | None | None | None | 0.0006035 | 0.000497 | 8 | 10% | 6.5% | 5% | 3.25% | 30 | 44 | 19 | 13 | 0.3 | 0.25 |  | 15 | 92 | 95 | 70 | EF 200 | EF 67 | EF 70 | EF 82 | Wrap 5 ft | Valve | Valve & LF | Valve & TS
No AC | Furnace | Crawlspace | 4 | 4 | 1 | pre78 | 1600 | 0.14016 | 0.00071 | 0.00071 | 3.32 | 33% | 24.75% | 33% | 24.75% | 11.05 | 11.05 | 1.34 | 3.1 | 1.23 | 0.87 |  | 11.4 | 80 | 80 | 62 | EF 86 | EF 59 | EF 59 | EF 52 | None | None | None | None | 0.00071 | 0.00071 | 3.32 | 33% | 24.75% | 33% | 24.75% | 11.05 | 11.05 | 1.34 | 3.1 | 1.23 | 0.87 |  | 14 | 80 | 80 | 66 | EF 95 | EF 60 | EF 60 | EF 74 | None | None | None | None | 0.0006035 | 0.000497 | 8 | 10% | 7.5% | 5% | 3.75% | 30 | 44 | 19 | 13 | 0.3 | 0.25 |  | 15 | 92 | 95 | 70 | EF 200 | EF 67 | EF 70 | EF 82 | Wrap 5 ft | Valve | Valve & LF | Valve & TS
No AC | Furnace | Crawlspace | 4 | 4 | 2 | pre78 | 1990 | 0.14016 | 0.00071 | 0.00071 | 3.32 | 33% | 21.45% | 33% | 21.45% | 11.05 | 11.05 | 1.34 | 3.1 | 1.23 | 0.87 |  | 11.4 | 80 | 80 | 62 | EF 86 | EF 59 | EF 59 | EF 52 | None | None | None | None | 0.00071 | 0.00071 | 3.32 | 33% | 21.45% | 33% | 21.45% | 11.05 | 11.05 | 1.34 | 3.1 | 1.23 | 0.87 |  | 14 | 80 | 80 | 66 | EF 95 | EF 60 | EF 60 | EF 74 | None | None | None | None | 0.0006035 | 0.000497 | 8 | 10% | 6.5% | 5% | 3.25% | 30 | 44 | 19 | 13 | 0.3 | 0.25 |  | 15 | 92 | 95 | 70 | EF 200 | EF 67 | EF 70 | EF 82 | Wrap 5 ft | Valve | Valve & LF | Valve & TS
AC | Furnace | Crawlspace | 4 | 4 | 1 | pre78 | 1600 | 0.14016 | 0.00071 | 0.00071 | 3.32 | 33% | 24.75% | 33% | 24.75% | 11.05 | 11.05 | 1.34 | 3.1 | 1.23 | 0.87 |  | 11.4 | 80 | 80 | 62 | EF 86 | EF 59 | EF 59 | EF 52 | None | None | None | None | 0.00071 | 0.00071 | 3.32 | 33% | 24.75% | 33% | 24.75% | 11.05 | 11.05 | 1.34 | 3.1 | 1.23 | 0.87 |  | 14 | 80 | 80 | 66 | EF 95 | EF 60 | EF 60 | EF 74 | None | None | None | None | 0.0006035 | 0.000497 | 8 | 10% | 7.5% | 5% | 3.75% | 30 | 44 | 19 | 13 | 0.3 | 0.25 |  | 15 | 92 | 95 | 70 | EF 200 | EF 67 | EF 70 | EF 82 | Wrap 5 ft | Valve | Valve & LF | Valve & TS
AC | Furnace | Crawlspace | 4 | 4 | 2 | pre78 | 1990 | 0.14016 | 0.00071 | 0.00071 | 3.32 | 33% | 21.45% | 33% | 21.45% | 11.05 | 11.05 | 1.34 | 3.1 | 1.23 | 0.87 |  | 11.4 | 80 | 80 | 62 | EF 86 | EF 59 | EF 59 | EF 52 | None | None | None | None | 0.00071 | 0.00071 | 3.32 | 33% | 21.45% | 33% | 21.45% | 11.05 | 11.05 | 1.34 | 3.1 | 1.23 | 0.87 |  | 14 | 80 | 80 | 66 | EF 95 | EF 60 | EF 60 | EF 74 | None | None | None | None | 0.0006035 | 0.000497 | 8 | 10% | 6.5% | 5% | 3.25% | 30 | 44 | 19 | 13 | 0.3 | 0.25 |  | 15 | 92 | 95 | 70 | EF 200 | EF 67 | EF 70 | EF 82 | Wrap 5 ft | Valve | Valve & LF | Valve & TS
No AC | Furnace | Slab-on-grade | 4 | 4 | 1 | 78-92 | 1810 | 0.11502 | 0.00052 | 0.00052 | 3.67 | 26% | 19.5% | 26% | 19.5% | 13.87 | 13.87 | 5.96 | 10.25 | 0.82 | 0.79 |  | 11.4 | 80 | 80 | 62 | EF 86 | EF 59 | EF 59 | EF 52 | None | None | None | None | 0.00052 | 0.00052 | 3.67 | 26% | 19.5% | 26% | 19.5% | 13.87 | 13.87 | 5.96 | 10.25 | 0.82 | 0.79 |  | 14 | 80 | 80 | 66 | EF 95 | EF 60 | EF 60 | EF 74 | None | None | None | None | 0.000442 | 0.000364 | 8 | 10% | 7.5% | 5% | 3.75% | 30 | 44 | 19 | 13 | 0.3 | 0.25 |  | 15 | 92 | 95 | 70 | EF 200 | EF 67 | EF 70 | EF 82 | Wrap 5 ft | Valve | Valve & LF | Valve & TS
No AC | Furnace | Slab-on-grade | 4 | 4 | 2 | 78-92 | 2400 | 0.11502 | 0.00052 | 0.00052 | 3.67 | 26% | 16.9% | 26% | 16.9% | 13.87 | 13.87 | 5.96 | 10.25 | 0.82 | 0.79 |  | 11.4 | 80 | 80 | 62 | EF 86 | EF 59 | EF 59 | EF 52 | None | None | None | None | 0.00052 | 0.00052 | 3.67 | 26% | 16.9% | 26% | 16.9% | 13.87 | 13.87 | 5.96 | 10.25 | 0.82 | 0.79 |  | 14 | 80 | 80 | 66 | EF 95 | EF 60 | EF 60 | EF 74 | None | None | None | None | 0.000442 | 0.000364 | 8 | 10% | 6.5% | 5% | 3.25% | 30 | 44 | 19 | 13 | 0.3 | 0.25 |  | 15 | 92 | 95 | 70 | EF 200 | EF 67 | EF 70 | EF 82 | Wrap 5 ft | Valve | Valve & LF | Valve & TS
AC | Furnace | Slab-on-grade | 4 | 4 | 1 | 78-92 | 1810 | 0.11502 | 0.00052 | 0.00052 | 3.67 | 26% | 19.5% | 26% | 19.5% | 13.87 | 13.87 | 5.96 | 10.25 | 0.82 | 0.79 |  | 11.4 | 80 | 80 | 62 | EF 86 | EF 59 | EF 59 | EF 52 | None | None | None | None | 0.00052 | 0.00052 | 3.67 | 26% | 19.5% | 26% | 19.5% | 13.87 | 13.87 | 5.96 | 10.25 | 0.82 | 0.79 |  | 14 | 80 | 80 | 66 | EF 95 | EF 60 | EF 60 | EF 74 | None | None | None | None | 0.000442 | 0.000364 | 8 | 10% | 7.5% | 5% | 3.75% | 30 | 44 | 19 | 13 | 0.3 | 0.25 |  | 15 | 92 | 95 | 70 | EF 200 | EF 67 | EF 70 | EF 82 | Wrap 5 ft | Valve | Valve & LF | Valve & TS
AC | Furnace | Slab-on-grade | 4 | 4 | 2 | 78-92 | 2400 | 0.11502 | 0.00052 | 0.00052 | 3.67 | 26% | 16.9% | 26% | 16.9% | 13.87 | 13.87 | 5.96 | 10.25 | 0.82 | 0.79 |  | 11.4 | 80 | 80 | 62 | EF 86 | EF 59 | EF 59 | EF 52 | None | None | None | None | 0.00052 | 0.00052 | 3.67 | 26% | 16.9% | 26% | 16.9% | 13.87 | 13.87 | 5.96 | 10.25 | 0.82 | 0.79 |  | 14 | 80 | 80 | 66 | EF 95 | EF 60 | EF 60 | EF 74 | None | None | None | None | 0.000442 | 0.000364 | 8 | 10% | 6.5% | 5% | 3.25% | 30 | 44 | 19 | 13 | 0.3 | 0.25 |  | 15 | 92 | 95 | 70 | EF 200 | EF 67 | EF 70 | EF 82 | Wrap 5 ft | Valve | Valve & LF | Valve & TS
No AC | Furnace | Crawlspace | 4 | 4 | 1 | 78-92 | 1810 | 0.11502 | 0.00052 | 0.00052 | 3.67 | 26% | 19.5% | 26% | 19.5% | 13.87 | 13.87 | 5.96 | 10.25 | 0.82 | 0.79 |  | 11.4 | 80 | 80 | 62 | EF 86 | EF 59 | EF 59 | EF 52 | None | None | None | None | 0.00052 | 0.00052 | 3.67 | 26% | 19.5% | 26% | 19.5% | 13.87 | 13.87 | 5.96 | 10.25 | 0.82 | 0.79 |  | 14 | 80 | 80 | 66 | EF 95 | EF 60 | EF 60 | EF 74 | None | None | None | None | 0.000442 | 0.000364 | 8 | 10% | 7.5% | 5% | 3.75% | 30 | 44 | 19 | 13 | 0.3 | 0.25 |  | 15 | 92 | 95 | 70 | EF 200 | EF 67 | EF 70 | EF 82 | Wrap 5 ft | Valve | Valve & LF | Valve & TS
No AC | Furnace | Crawlspace | 4 | 4 | 2 | 78-92 | 2400 | 0.11502 | 0.00052 | 0.00052 | 3.67 | 26% | 16.9% | 26% | 16.9% | 13.87 | 13.87 | 5.96 | 10.25 | 0.82 | 0.79 |  | 11.4 | 80 | 80 | 62 | EF 86 | EF 59 | EF 59 | EF 52 | None | None | None | None | 0.00052 | 0.00052 | 3.67 | 26% | 16.9% | 26% | 16.9% | 13.87 | 13.87 | 5.96 | 10.25 | 0.82 | 0.79 |  | 14 | 80 | 80 | 66 | EF 95 | EF 60 | EF 60 | EF 74 | None | None | None | None | 0.000442 | 0.000364 | 8 | 10% | 6.5% | 5% | 3.25% | 30 | 44 | 19 | 13 | 0.3 | 0.25 |  | 15 | 92 | 95 | 70 | EF 200 | EF 67 | EF 70 | EF 82 | Wrap 5 ft | Valve | Valve & LF | Valve & TS
AC | Furnace | Crawlspace | 4 | 4 | 1 | 78-92 | 1810 | 0.11502 | 0.00052 | 0.00052 | 3.67 | 26% | 19.5% | 26% | 19.5% | 13.87 | 13.87 | 5.96 | 10.25 | 0.82 | 0.79 |  | 11.4 | 80 | 80 | 62 | EF 86 | EF 59 | EF 59 | EF 52 | None | None | None | None | 0.00052 | 0.00052 | 3.67 | 26% | 19.5% | 26% | 19.5% | 13.87 | 13.87 | 5.96 | 10.25 | 0.82 | 0.79 |  | 14 | 80 | 80 | 66 | EF 95 | EF 60 | EF 60 | EF 74 | None | None | None | None | 0.000442 | 0.000364 | 8 | 10% | 7.5% | 5% | 3.75% | 30 | 44 | 19 | 13 | 0.3 | 0.25 |  | 15 | 92 | 95 | 70 | EF 200 | EF 67 | EF 70 | EF 82 | Wrap 5 ft | Valve | Valve & LF | Valve & TS
AC | Furnace | Crawlspace | 4 | 4 | 2 | 78-92 | 2400 | 0.11502 | 0.00052 | 0.00052 | 3.67 | 26% | 16.9% | 26% | 16.9% | 13.87 | 13.87 | 5.96 | 10.25 | 0.82 | 0.79 |  | 11.4 | 80 | 80 | 62 | EF 86 | EF 59 | EF 59 | EF 52 | None | None | None | None | 0.00052 | 0.00052 | 3.67 | 26% | 16.9% | 26% | 16.9% | 13.87 | 13.87 | 5.96 | 10.25 | 0.82 | 0.79 |  | 14 | 80 | 80 | 66 | EF 95 | EF 60 | EF 60 | EF 74 | None | None | None | None | 0.000442 | 0.000364 | 8 | 10% | 6.5% | 5% | 3.25% | 30 | 44 | 19 | 13 | 0.3 | 0.25 |  | 15 | 92 | 95 | 70 | EF 200 | EF 67 | EF 70 | EF 82 | Wrap 5 ft | Valve | Valve & LF | Valve & TS
No AC | Furnace | Slab-on-grade | 4 | 4 | 1 | 93-01 | 1910 | 0.2 | 0.00046 | 0.00046 | 4.26 | 22% | 16.5% | 22% | 16.5% | 19.33 | 19.33 | 5.96 | 10.25 | 0.67 | 0.79 |  | 11.4 | 80 | 80 | 62 | EF 86 | EF 59 | EF 59 | EF 52 | None | None | None | None | 0.00046 | 0.00046 | 4.26 | 22% | 16.5% | 22% | 16.5% | 19.33 | 19.33 | 5.96 | 10.25 | 0.67 | 0.79 |  | 14 | 80 | 80 | 66 | EF 95 | EF 60 | EF 60 | EF 74 | None | None | None | None | 0.000391 | 0.000322 | 8 | 10% | 7.5% | 5% | 3.75% | 30 | 44 | 19 | 13 | 0.3 | 0.25 |  | 15 | 92 | 95 | 70 | EF 200 | EF 67 | EF 70 | EF 82 | Wrap 5 ft | Valve | Valve & LF | Valve & TS
No AC | Furnace | Slab-on-grade | 4 | 4 | 2 | 93-01 | 2730 | 0.2 | 0.00046 | 0.00046 | 4.26 | 22% | 14.3% | 22% | 14.3% | 19.33 | 19.33 | 5.96 | 10.25 | 0.67 | 0.79 |  | 11.4 | 80 | 80 | 62 | EF 86 | EF 59 | EF 59 | EF 52 | None | None | None | None | 0.00046 | 0.00046 | 4.26 | 22% | 14.3% | 22% | 14.3% | 19.33 | 19.33 | 5.96 | 10.25 | 0.67 | 0.79 |  | 14 | 80 | 80 | 66 | EF 95 | EF 60 | EF 60 | EF 74 | None | None | None | None | 0.000391 | 0.000322 | 8 | 10% | 6.5% | 5% | 3.25% | 30 | 44 | 19 | 13 | 0.3 | 0.25 |  | 15 | 92 | 95 | 70 | EF 200 | EF 67 | EF 70 | EF 82 | Wrap 5 ft | Valve | Valve & LF | Valve & TS
AC | Furnace | Slab-on-grade | 4 | 4 | 1 | 93-01 | 1910 | 0.2 | 0.00046 | 0.00046 | 4.26 | 22% | 16.5% | 22% | 16.5% | 19.33 | 19.33 | 5.96 | 10.25 | 0.67 | 0.79 |  | 11.4 | 80 | 80 | 62 | EF 86 | EF 59 | EF 59 | EF 52 | None | None | None | None | 0.00046 | 0.00046 | 4.26 | 22% | 16.5% | 22% | 16.5% | 19.33 | 19.33 | 5.96 | 10.25 | 0.67 | 0.79 |  | 14 | 80 | 80 | 66 | EF 95 | EF 60 | EF 60 | EF 74 | None | None | None | None | 0.000391 | 0.000322 | 8 | 10% | 7.5% | 5% | 3.75% | 30 | 44 | 19 | 13 | 0.3 | 0.25 |  | 15 | 92 | 95 | 70 | EF 200 | EF 67 | EF 70 | EF 82 | Wrap 5 ft | Valve | Valve & LF | Valve & TS
AC | Furnace | Slab-on-grade | 4 | 4 | 2 | 93-01 | 2730 | 0.2 | 0.00046 | 0.00046 | 4.26 | 22% | 14.3% | 22% | 14.3% | 19.33 | 19.33 | 5.96 | 10.25 | 0.67 | 0.79 |  | 11.4 | 80 | 80 | 62 | EF 86 | EF 59 | EF 59 | EF 52 | None | None | None | None | 0.00046 | 0.00046 | 4.26 | 22% | 14.3% | 22% | 14.3% | 19.33 | 19.33 | 5.96 | 10.25 | 0.67 | 0.79 |  | 14 | 80 | 80 | 66 | EF 95 | EF 60 | EF 60 | EF 74 | None | None | None | None | 0.000391 | 0.000322 | 8 | 10% | 6.5% | 5% | 3.25% | 30 | 44 | 19 | 13 | 0.3 | 0.25 |  | 15 | 92 | 95 | 70 | EF 200 | EF 67 | EF 70 | EF 82 | Wrap 5 ft | Valve | Valve & LF | Valve & TS
No AC | Furnace | Crawlspace | 4 | 4 | 1 | 93-01 | 1910 | 0.2 | 0.00046 | 0.00046 | 4.26 | 22% | 16.5% | 22% | 16.5% | 19.33 | 19.33 | 5.96 | 10.25 | 0.67 | 0.79 |  | 11.4 | 80 | 80 | 62 | EF 86 | EF 59 | EF 59 | EF 52 | None | None | None | None | 0.00046 | 0.00046 | 4.26 | 22% | 16.5% | 22% | 16.5% | 19.33 | 19.33 | 5.96 | 10.25 | 0.67 | 0.79 |  | 14 | 80 | 80 | 66 | EF 95 | EF 60 | EF 60 | EF 74 | None | None | None | None | 0.000391 | 0.000322 | 8 | 10% | 7.5% | 5% | 3.75% | 30 | 44 | 19 | 13 | 0.3 | 0.25 |  | 15 | 92 | 95 | 70 | EF 200 | EF 67 | EF 70 | EF 82 | Wrap 5 ft | Valve | Valve & LF | Valve & TS
No AC | Furnace | Crawlspace | 4 | 4 | 2 | 93-01 | 2730 | 0.2 | 0.00046 | 0.00046 | 4.26 | 22% | 14.3% | 22% | 14.3% | 19.33 | 19.33 | 5.96 | 10.25 | 0.67 | 0.79 |  | 11.4 | 80 | 80 | 62 | EF 86 | EF 59 | EF 59 | EF 52 | None | None | None | None | 0.00046 | 0.00046 | 4.26 | 22% | 14.3% | 22% | 14.3% | 19.33 | 19.33 | 5.96 | 10.25 | 0.67 | 0.79 |  | 14 | 80 | 80 | 66 | EF 95 | EF 60 | EF 60 | EF 74 | None | None | None | None | 0.000391 | 0.000322 | 8 | 10% | 6.5% | 5% | 3.25% | 30 | 44 | 19 | 13 | 0.3 | 0.25 |  | 15 | 92 | 95 | 70 | EF 200 | EF 67 | EF 70 | EF 82 | Wrap 5 ft | Valve | Valve & LF | Valve & TS
AC | Furnace | Crawlspace | 4 | 4 | 1 | 93-01 | 1910 | 0.2 | 0.00046 | 0.00046 | 4.26 | 22% | 16.5% | 22% | 16.5% | 19.33 | 19.33 | 5.96 | 10.25 | 0.67 | 0.79 |  | 11.4 | 80 | 80 | 62 | EF 86 | EF 59 | EF 59 | EF 52 | None | None | None | None | 0.00046 | 0.00046 | 4.26 | 22% | 16.5% | 22% | 16.5% | 19.33 | 19.33 | 5.96 | 10.25 | 0.67 | 0.79 |  | 14 | 80 | 80 | 66 | EF 95 | EF 60 | EF 60 | EF 74 | None | None | None | None | 0.000391 | 0.000322 | 8 | 10% | 7.5% | 5% | 3.75% | 30 | 44 | 19 | 13 | 0.3 | 0.25 |  | 15 | 92 | 95 | 70 | EF 200 | EF 67 | EF 70 | EF 82 | Wrap 5 ft | Valve | Valve & LF | Valve & TS
AC | Furnace | Crawlspace | 4 | 4 | 2 | 93-01 | 2730 | 0.2 | 0.00046 | 0.00046 | 4.26 | 22% | 14.3% | 22% | 14.3% | 19.33 | 19.33 | 5.96 | 10.25 | 0.67 | 0.79 |  | 11.4 | 80 | 80 | 62 | EF 86 | EF 59 | EF 59 | EF 52 | None | None | None | None | 0.00046 | 0.00046 | 4.26 | 22% | 14.3% | 22% | 14.3% | 19.33 | 19.33 | 5.96 | 10.25 | 0.67 | 0.79 |  | 14 | 80 | 80 | 66 | EF 95 | EF 60 | EF 60 | EF 74 | None | None | None | None | 0.000391 | 0.000322 | 8 | 10% | 6.5% | 5% | 3.25% | 30 | 44 | 19 | 13 | 0.3 | 0.25 |  | 15 | 92 | 95 | 70 | EF 200 | EF 67 | EF 70 | EF 82 | Wrap 5 ft | Valve | Valve & LF | Valve & TS
No AC | Wall Furnace | Slab-on-grade | 4 | 4 | 1 | pre78 | 1600 | 0.14016 | 0.00071 | 0.00071 | 3.32 | 33% | 24.75% | 33% | 24.75% | 11.05 | 11.05 | 1.34 | 3.1 | 1.23 | 0.87 |  | 11.4 | 80 | 80 | 62 | EF 86 | EF 59 | EF 59 | EF 52 | None | None | None | None | 0.00071 | 0.00071 | 3.32 | 33% | 24.75% | 33% | 24.75% | 11.05 | 11.05 | 1.34 | 3.1 | 1.23 | 0.87 |  | 14 | 80 | 80 | 66 | EF 95 | EF 60 | EF 60 | EF 74 | None | None | None | None | 0.0006035 | 0.000497 | 8 | 10% | 7.5% | 5% | 3.75% | 30 | 44 | 19 | 13 | 0.3 | 0.25 |  | 15 | 92 | 95 | 70 | EF 200 | EF 67 | EF 70 | EF 82 | Wrap 5 ft | Valve | Valve & LF | Valve & TS
No AC | Wall Furnace | Slab-on-grade | 4 | 4 | 2 | pre78 | 1990 | 0.14016 | 0.00071 | 0.00071 | 3.32 | 33% | 21.45% | 33% | 21.45% | 11.05 | 11.05 | 1.34 | 3.1 | 1.23 | 0.87 |  | 11.4 | 80 | 80 | 62 | EF 86 | EF 59 | EF 59 | EF 52 | None | None | None | None | 0.00071 | 0.00071 | 3.32 | 33% | 21.45% | 33% | 21.45% | 11.05 | 11.05 | 1.34 | 3.1 | 1.23 | 0.87 |  | 14 | 80 | 80 | 66 | EF 95 | EF 60 | EF 60 | EF 74 | None | None | None | None | 0.0006035 | 0.000497 | 8 | 10% | 6.5% | 5% | 3.25% | 30 | 44 | 19 | 13 | 0.3 | 0.25 |  | 15 | 92 | 95 | 70 | EF 200 | EF 67 | EF 70 | EF 82 | Wrap 5 ft | Valve | Valve & LF | Valve & TS
AC | Wall Furnace | Slab-on-grade | 4 | 4 | 1 | pre78 | 1600 | 0.14016 | 0.00071 | 0.00071 | 3.32 | 33% | 24.75% | 33% | 24.75% | 11.05 | 11.05 | 1.34 | 3.1 | 1.23 | 0.87 |  | 11.4 | 80 | 80 | 62 | EF 86 | EF 59 | EF 59 | EF 52 | None | None | None | None | 0.00071 | 0.00071 | 3.32 | 33% | 24.75% | 33% | 24.75% | 11.05 | 11.05 | 1.34 | 3.1 | 1.23 | 0.87 |  | 14 | 80 | 80 | 66 | EF 95 | EF 60 | EF 60 | EF 74 | None | None | None | None | 0.0006035 | 0.000497 | 8 | 10% | 7.5% | 5% | 3.75% | 30 | 44 | 19 | 13 | 0.3 | 0.25 |  | 15 | 92 | 95 | 70 | EF 200 | EF 67 | EF 70 | EF 82 | Wrap 5 ft | Valve | Valve & LF | Valve & TS
AC | Wall Furnace | Slab-on-grade | 4 | 4 | 2 | pre78 | 1990 | 0.14016 | 0.00071 | 0.00071 | 3.32 | 33% | 21.45% | 33% | 21.45% | 11.05 | 11.05 | 1.34 | 3.1 | 1.23 | 0.87 |  | 11.4 | 80 | 80 | 62 | EF 86 | EF 59 | EF 59 | EF 52 | None | None | None | None | 0.00071 | 0.00071 | 3.32 | 33% | 21.45% | 33% | 21.45% | 11.05 | 11.05 | 1.34 | 3.1 | 1.23 | 0.87 |  | 14 | 80 | 80 | 66 | EF 95 | EF 60 | EF 60 | EF 74 | None | None | None | None | 0.0006035 | 0.000497 | 8 | 10% | 6.5% | 5% | 3.25% | 30 | 44 | 19 | 13 | 0.3 | 0.25 |  | 15 | 92 | 95 | 70 | EF 200 | EF 67 | EF 70 | EF 82 | Wrap 5 ft | Valve | Valve & LF | Valve & TS
No AC | Wall Furnace | Crawlspace | 4 | 4 | 1 | pre78 | 1600 | 0.14016 | 0.00071 | 0.00071 | 3.32 | 33% | 24.75% | 33% | 24.75% | 11.05 | 11.05 | 1.34 | 3.1 | 1.23 | 0.87 |  | 11.4 | 80 | 80 | 62 | EF 86 | EF 59 | EF 59 | EF 52 | None | None | None | None | 0.00071 | 0.00071 | 3.32 | 33% | 24.75% | 33% | 24.75% | 11.05 | 11.05 | 1.34 | 3.1 | 1.23 | 0.87 |  | 14 | 80 | 80 | 66 | EF 95 | EF 60 | EF 60 | EF 74 | None | None | None | None | 0.0006035 | 0.000497 | 8 | 10% | 7.5% | 5% | 3.75% | 30 | 44 | 19 | 13 | 0.3 | 0.25 |  | 15 | 92 | 95 | 70 | EF 200 | EF 67 | EF 70 | EF 82 | Wrap 5 ft | Valve | Valve & LF | Valve & TS
No AC | Wall Furnace | Crawlspace | 4 | 4 | 2 | pre78 | 1990 | 0.14016 | 0.00071 | 0.00071 | 3.32 | 33% | 21.45% | 33% | 21.45% | 11.05 | 11.05 | 1.34 | 3.1 | 1.23 | 0.87 |  | 11.4 | 80 | 80 | 62 | EF 86 | EF 59 | EF 59 | EF 52 | None | None | None | None | 0.00071 | 0.00071 | 3.32 | 33% | 21.45% | 33% | 21.45% | 11.05 | 11.05 | 1.34 | 3.1 | 1.23 | 0.87 |  | 14 | 80 | 80 | 66 | EF 95 | EF 60 | EF 60 | EF 74 | None | None | None | None | 0.0006035 | 0.000497 | 8 | 10% | 6.5% | 5% | 3.25% | 30 | 44 | 19 | 13 | 0.3 | 0.25 |  | 15 | 92 | 95 | 70 | EF 200 | EF 67 | EF 70 | EF 82 | Wrap 5 ft | Valve | Valve & LF | Valve & TS
AC | Wall Furnace | Crawlspace | 4 | 4 | 1 | pre78 | 1600 | 0.14016 | 0.00071 | 0.00071 | 3.32 | 33% | 24.75% | 33% | 24.75% | 11.05 | 11.05 | 1.34 | 3.1 | 1.23 | 0.87 |  | 11.4 | 80 | 80 | 62 | EF 86 | EF 59 | EF 59 | EF 52 | None | None | None | None | 0.00071 | 0.00071 | 3.32 | 33% | 24.75% | 33% | 24.75% | 11.05 | 11.05 | 1.34 | 3.1 | 1.23 | 0.87 |  | 14 | 80 | 80 | 66 | EF 95 | EF 60 | EF 60 | EF 74 | None | None | None | None | 0.0006035 | 0.000497 | 8 | 10% | 7.5% | 5% | 3.75% | 30 | 44 | 19 | 13 | 0.3 | 0.25 |  | 15 | 92 | 95 | 70 | EF 200 | EF 67 | EF 70 | EF 82 | Wrap 5 ft | Valve | Valve & LF | Valve & TS
AC | Wall Furnace | Crawlspace | 4 | 4 | 2 | pre78 | 1990 | 0.14016 | 0.00071 | 0.00071 | 3.32 | 33% | 21.45% | 33% | 21.45% | 11.05 | 11.05 | 1.34 | 3.1 | 1.23 | 0.87 |  | 11.4 | 80 | 80 | 62 | EF 86 | EF 59 | EF 59 | EF 52 | None | None | None | None | 0.00071 | 0.00071 | 3.32 | 33% | 21.45% | 33% | 21.45% | 11.05 | 11.05 | 1.34 | 3.1 | 1.23 | 0.87 |  | 14 | 80 | 80 | 66 | EF 95 | EF 60 | EF 60 | EF 74 | None | None | None | None | 0.0006035 | 0.000497 | 8 | 10% | 6.5% | 5% | 3.25% | 30 | 44 | 19 | 13 | 0.3 | 0.25 |  | 15 | 92 | 95 | 70 | EF 200 | EF 67 | EF 70 | EF 82 | Wrap 5 ft | Valve | Valve & LF | Valve & TS
No AC | Wall Furnace | Slab-on-grade | 4 | 4 | 1 | 78-92 | 1810 | 0.11502 | 0.00052 | 0.00052 | 3.67 | 26% | 19.5% | 26% | 19.5% | 13.87 | 13.87 | 5.96 | 10.25 | 0.82 | 0.79 |  | 11.4 | 80 | 80 | 62 | EF 86 | EF 59 | EF 59 | EF 52 | None | None | None | None | 0.00052 | 0.00052 | 3.67 | 26% | 19.5% | 26% | 19.5% | 13.87 | 13.87 | 5.96 | 10.25 | 0.82 | 0.79 |  | 14 | 80 | 80 | 66 | EF 95 | EF 60 | EF 60 | EF 74 | None | None | None | None | 0.000442 | 0.000364 | 8 | 10% | 7.5% | 5% | 3.75% | 30 | 44 | 19 | 13 | 0.3 | 0.25 |  | 15 | 92 | 95 | 70 | EF 200 | EF 67 | EF 70 | EF 82 | Wrap 5 ft | Valve | Valve & LF | Valve & TS
No AC | Wall Furnace | Slab-on-grade | 4 | 4 | 2 | 78-92 | 2400 | 0.11502 | 0.00052 | 0.00052 | 3.67 | 26% | 16.9% | 26% | 16.9% | 13.87 | 13.87 | 5.96 | 10.25 | 0.82 | 0.79 |  | 11.4 | 80 | 80 | 62 | EF 86 | EF 59 | EF 59 | EF 52 | None | None | None | None | 0.00052 | 0.00052 | 3.67 | 26% | 16.9% | 26% | 16.9% | 13.87 | 13.87 | 5.96 | 10.25 | 0.82 | 0.79 |  | 14 | 80 | 80 | 66 | EF 95 | EF 60 | EF 60 | EF 74 | None | None | None | None | 0.000442 | 0.000364 | 8 | 10% | 6.5% | 5% | 3.25% | 30 | 44 | 19 | 13 | 0.3 | 0.25 |  | 15 | 92 | 95 | 70 | EF 200 | EF 67 | EF 70 | EF 82 | Wrap 5 ft | Valve | Valve & LF | Valve & TS
AC | Wall Furnace | Slab-on-grade | 4 | 4 | 1 | 78-92 | 1810 | 0.11502 | 0.00052 | 0.00052 | 3.67 | 26% | 19.5% | 26% | 19.5% | 13.87 | 13.87 | 5.96 | 10.25 | 0.82 | 0.79 |  | 11.4 | 80 | 80 | 62 | EF 86 | EF 59 | EF 59 | EF 52 | None | None | None | None | 0.00052 | 0.00052 | 3.67 | 26% | 19.5% | 26% | 19.5% | 13.87 | 13.87 | 5.96 | 10.25 | 0.82 | 0.79 |  | 14 | 80 | 80 | 66 | EF 95 | EF 60 | EF 60 | EF 74 | None | None | None | None | 0.000442 | 0.000364 | 8 | 10% | 7.5% | 5% | 3.75% | 30 | 44 | 19 | 13 | 0.3 | 0.25 |  | 15 | 92 | 95 | 70 | EF 200 | EF 67 | EF 70 | EF 82 | Wrap 5 ft | Valve | Valve & LF | Valve & TS
AC | Wall Furnace | Slab-on-grade | 4 | 4 | 2 | 78-92 | 2400 | 0.11502 | 0.00052 | 0.00052 | 3.67 | 26% | 16.9% | 26% | 16.9% | 13.87 | 13.87 | 5.96 | 10.25 | 0.82 | 0.79 |  | 11.4 | 80 | 80 | 62 | EF 86 | EF 59 | EF 59 | EF 52 | None | None | None | None | 0.00052 | 0.00052 | 3.67 | 26% | 16.9% | 26% | 16.9% | 13.87 | 13.87 | 5.96 | 10.25 | 0.82 | 0.79 |  | 14 | 80 | 80 | 66 | EF 95 | EF 60 | EF 60 | EF 74 | None | None | None | None | 0.000442 | 0.000364 | 8 | 10% | 6.5% | 5% | 3.25% | 30 | 44 | 19 | 13 | 0.3 | 0.25 |  | 15 | 92 | 95 | 70 | EF 200 | EF 67 | EF 70 | EF 82 | Wrap 5 ft | Valve | Valve & LF | Valve & TS
No AC | Wall Furnace | Crawlspace | 4 | 4 | 1 | 78-92 | 1810 | 0.11502 | 0.00052 | 0.00052 | 3.67 | 26% | 19.5% | 26% | 19.5% | 13.87 | 13.87 | 5.96 | 10.25 | 0.82 | 0.79 |  | 11.4 | 80 | 80 | 62 | EF 86 | EF 59 | EF 59 | EF 52 | None | None | None | None | 0.00052 | 0.00052 | 3.67 | 26% | 19.5% | 26% | 19.5% | 13.87 | 13.87 | 5.96 | 10.25 | 0.82 | 0.79 |  | 14 | 80 | 80 | 66 | EF 95 | EF 60 | EF 60 | EF 74 | None | None | None | None | 0.000442 | 0.000364 | 8 | 10% | 7.5% | 5% | 3.75% | 30 | 44 | 19 | 13 | 0.3 | 0.25 |  | 15 | 92 | 95 | 70 | EF 200 | EF 67 | EF 70 | EF 82 | Wrap 5 ft | Valve | Valve & LF | Valve & TS
No AC | Wall Furnace | Crawlspace | 4 | 4 | 2 | 78-92 | 2400 | 0.11502 | 0.00052 | 0.00052 | 3.67 | 26% | 16.9% | 26% | 16.9% | 13.87 | 13.87 | 5.96 | 10.25 | 0.82 | 0.79 |  | 11.4 | 80 | 80 | 62 | EF 86 | EF 59 | EF 59 | EF 52 | None | None | None | None | 0.00052 | 0.00052 | 3.67 | 26% | 16.9% | 26% | 16.9% | 13.87 | 13.87 | 5.96 | 10.25 | 0.82 | 0.79 |  | 14 | 80 | 80 | 66 | EF 95 | EF 60 | EF 60 | EF 74 | None | None | None | None | 0.000442 | 0.000364 | 8 | 10% | 6.5% | 5% | 3.25% | 30 | 44 | 19 | 13 | 0.3 | 0.25 |  | 15 | 92 | 95 | 70 | EF 200 | EF 67 | EF 70 | EF 82 | Wrap 5 ft | Valve | Valve & LF | Valve & TS
AC | Wall Furnace | Crawlspace | 4 | 4 | 1 | 78-92 | 1810 | 0.11502 | 0.00052 | 0.00052 | 3.67 | 26% | 19.5% | 26% | 19.5% | 13.87 | 13.87 | 5.96 | 10.25 | 0.82 | 0.79 |  | 11.4 | 80 | 80 | 62 | EF 86 | EF 59 | EF 59 | EF 52 | None | None | None | None | 0.00052 | 0.00052 | 3.67 | 26% | 19.5% | 26% | 19.5% | 13.87 | 13.87 | 5.96 | 10.25 | 0.82 | 0.79 |  | 14 | 80 | 80 | 66 | EF 95 | EF 60 | EF 60 | EF 74 | None | None | None | None | 0.000442 | 0.000364 | 8 | 10% | 7.5% | 5% | 3.75% | 30 | 44 | 19 | 13 | 0.3 | 0.25 |  | 15 | 92 | 95 | 70 | EF 200 | EF 67 | EF 70 | EF 82 | Wrap 5 ft | Valve | Valve & LF | Valve & TS
AC | Wall Furnace | Crawlspace | 4 | 4 | 2 | 78-92 | 2400 | 0.11502 | 0.00052 | 0.00052 | 3.67 | 26% | 16.9% | 26% | 16.9% | 13.87 | 13.87 | 5.96 | 10.25 | 0.82 | 0.79 |  | 11.4 | 80 | 80 | 62 | EF 86 | EF 59 | EF 59 | EF 52 | None | None | None | None | 0.00052 | 0.00052 | 3.67 | 26% | 16.9% | 26% | 16.9% | 13.87 | 13.87 | 5.96 | 10.25 | 0.82 | 0.79 |  | 14 | 80 | 80 | 66 | EF 95 | EF 60 | EF 60 | EF 74 | None | None | None | None | 0.000442 | 0.000364 | 8 | 10% | 6.5% | 5% | 3.25% | 30 | 44 | 19 | 13 | 0.3 | 0.25 |  | 15 | 92 | 95 | 70 | EF 200 | EF 67 | EF 70 | EF 82 | Wrap 5 ft | Valve | Valve & LF | Valve & TS
No AC | Wall Furnace | Slab-on-grade | 4 | 4 | 1 | 93-01 | 1910 | 0.2 | 0.00046 | 0.00046 | 4.26 | 22% | 16.5% | 22% | 16.5% | 19.33 | 19.33 | 5.96 | 10.25 | 0.67 | 0.79 |  | 11.4 | 80 | 80 | 62 | EF 86 | EF 59 | EF 59 | EF 52 | None | None | None | None | 0.00046 | 0.00046 | 4.26 | 22% | 16.5% | 22% | 16.5% | 19.33 | 19.33 | 5.96 | 10.25 | 0.67 | 0.79 |  | 14 | 80 | 80 | 66 | EF 95 | EF 60 | EF 60 | EF 74 | None | None | None | None | 0.000391 | 0.000322 | 8 | 10% | 7.5% | 5% | 3.75% | 30 | 44 | 19 | 13 | 0.3 | 0.25 |  | 15 | 92 | 95 | 70 | EF 200 | EF 67 | EF 70 | EF 82 | Wrap 5 ft | Valve | Valve & LF | Valve & TS
No AC | Wall Furnace | Slab-on-grade | 4 | 4 | 2 | 93-01 | 2730 | 0.2 | 0.00046 | 0.00046 | 4.26 | 22% | 14.3% | 22% | 14.3% | 19.33 | 19.33 | 5.96 | 10.25 | 0.67 | 0.79 |  | 11.4 | 80 | 80 | 62 | EF 86 | EF 59 | EF 59 | EF 52 | None | None | None | None | 0.00046 | 0.00046 | 4.26 | 22% | 14.3% | 22% | 14.3% | 19.33 | 19.33 | 5.96 | 10.25 | 0.67 | 0.79 |  | 14 | 80 | 80 | 66 | EF 95 | EF 60 | EF 60 | EF 74 | None | None | None | None | 0.000391 | 0.000322 | 8 | 10% | 6.5% | 5% | 3.25% | 30 | 44 | 19 | 13 | 0.3 | 0.25 |  | 15 | 92 | 95 | 70 | EF 200 | EF 67 | EF 70 | EF 82 | Wrap 5 ft | Valve | Valve & LF | Valve & TS
AC | Wall Furnace | Slab-on-grade | 4 | 4 | 1 | 93-01 | 1910 | 0.2 | 0.00046 | 0.00046 | 4.26 | 22% | 16.5% | 22% | 16.5% | 19.33 | 19.33 | 5.96 | 10.25 | 0.67 | 0.79 |  | 11.4 | 80 | 80 | 62 | EF 86 | EF 59 | EF 59 | EF 52 | None | None | None | None | 0.00046 | 0.00046 | 4.26 | 22% | 16.5% | 22% | 16.5% | 19.33 | 19.33 | 5.96 | 10.25 | 0.67 | 0.79 |  | 14 | 80 | 80 | 66 | EF 95 | EF 60 | EF 60 | EF 74 | None | None | None | None | 0.000391 | 0.000322 | 8 | 10% | 7.5% | 5% | 3.75% | 30 | 44 | 19 | 13 | 0.3 | 0.25 |  | 15 | 92 | 95 | 70 | EF 200 | EF 67 | EF 70 | EF 82 | Wrap 5 ft | Valve | Valve & LF | Valve & TS
AC | Wall Furnace | Slab-on-grade | 4 | 4 | 2 | 93-01 | 2730 | 0.2 | 0.00046 | 0.00046 | 4.26 | 22% | 14.3% | 22% | 14.3% | 19.33 | 19.33 | 5.96 | 10.25 | 0.67 | 0.79 |  | 11.4 | 80 | 80 | 62 | EF 86 | EF 59 | EF 59 | EF 52 | None | None | None | None | 0.00046 | 0.00046 | 4.26 | 22% | 14.3% | 22% | 14.3% | 19.33 | 19.33 | 5.96 | 10.25 | 0.67 | 0.79 |  | 14 | 80 | 80 | 66 | EF 95 | EF 60 | EF 60 | EF 74 | None | None | None | None | 0.000391 | 0.000322 | 8 | 10% | 6.5% | 5% | 3.25% | 30 | 44 | 19 | 13 | 0.3 | 0.25 |  | 15 | 92 | 95 | 70 | EF 200 | EF 67 | EF 70 | EF 82 | Wrap 5 ft | Valve | Valve & LF | Valve & TS
No AC | Wall Furnace | Crawlspace | 4 | 4 | 1 | 93-01 | 1910 | 0.2 | 0.00046 | 0.00046 | 4.26 | 22% | 16.5% | 22% | 16.5% | 19.33 | 19.33 | 5.96 | 10.25 | 0.67 | 0.79 |  | 11.4 | 80 | 80 | 62 | EF 86 | EF 59 | EF 59 | EF 52 | None | None | None | None | 0.00046 | 0.00046 | 4.26 | 22% | 16.5% | 22% | 16.5% | 19.33 | 19.33 | 5.96 | 10.25 | 0.67 | 0.79 |  | 14 | 80 | 80 | 66 | EF 95 | EF 60 | EF 60 | EF 74 | None | None | None | None | 0.000391 | 0.000322 | 8 | 10% | 7.5% | 5% | 3.75% | 30 | 44 | 19 | 13 | 0.3 | 0.25 |  | 15 | 92 | 95 | 70 | EF 200 | EF 67 | EF 70 | EF 82 | Wrap 5 ft | Valve | Valve & LF | Valve & TS
No AC | Wall Furnace | Crawlspace | 4 | 4 | 2 | 93-01 | 2730 | 0.2 | 0.00046 | 0.00046 | 4.26 | 22% | 14.3% | 22% | 14.3% | 19.33 | 19.33 | 5.96 | 10.25 | 0.67 | 0.79 |  | 11.4 | 80 | 80 | 62 | EF 86 | EF 59 | EF 59 | EF 52 | None | None | None | None | 0.00046 | 0.00046 | 4.26 | 22% | 14.3% | 22% | 14.3% | 19.33 | 19.33 | 5.96 | 10.25 | 0.67 | 0.79 |  | 14 | 80 | 80 | 66 | EF 95 | EF 60 | EF 60 | EF 74 | None | None | None | None | 0.000391 | 0.000322 | 8 | 10% | 6.5% | 5% | 3.25% | 30 | 44 | 19 | 13 | 0.3 | 0.25 |  | 15 | 92 | 95 | 70 | EF 200 | EF 67 | EF 70 | EF 82 | Wrap 5 ft | Valve | Valve & LF | Valve & TS
AC | Wall Furnace | Crawlspace | 4 | 4 | 1 | 93-01 | 1910 | 0.2 | 0.00046 | 0.00046 | 4.26 | 22% | 16.5% | 22% | 16.5% | 19.33 | 19.33 | 5.96 | 10.25 | 0.67 | 0.79 |  | 11.4 | 80 | 80 | 62 | EF 86 | EF 59 | EF 59 | EF 52 | None | None | None | None | 0.00046 | 0.00046 | 4.26 | 22% | 16.5% | 22% | 16.5% | 19.33 | 19.33 | 5.96 | 10.25 | 0.67 | 0.79 |  | 14 | 80 | 80 | 66 | EF 95 | EF 60 | EF 60 | EF 74 | None | None | None | None | 0.000391 | 0.000322 | 8 | 10% | 7.5% | 5% | 3.75% | 30 | 44 | 19 | 13 | 0.3 | 0.25 |  | 15 | 92 | 95 | 70 | EF 200 | EF 67 | EF 70 | EF 82 | Wrap 5 ft | Valve | Valve & LF | Valve & TS
AC | Wall Furnace | Crawlspace | 4 | 4 | 2 | 93-01 | 2730 | 0.2 | 0.00046 | 0.00046 | 4.26 | 22% | 14.3% | 22% | 14.3% | 19.33 | 19.33 | 5.96 | 10.25 | 0.67 | 0.79 |  | 11.4 | 80 | 80 | 62 | EF 86 | EF 59 | EF 59 | EF 52 | None | None | None | None | 0.00046 | 0.00046 | 4.26 | 22% | 14.3% | 22% | 14.3% | 19.33 | 19.33 | 5.96 | 10.25 | 0.67 | 0.79 |  | 14 | 80 | 80 | 66 | EF 95 | EF 60 | EF 60 | EF 74 | None | None | None | None | 0.000391 | 0.000322 | 8 | 10% | 6.5% | 5% | 3.25% | 30 | 44 | 19 | 13 | 0.3 | 0.25 |  | 15 | 92 | 95 | 70 | EF 200 | EF 67 | EF 70 | EF 82 | Wrap 5 ft | Valve | Valve & LF | Valve & TS
No AC | Furnace | Slab-on-grade | 6 | 7 | 1 | pre78 | 1600 | 0.14016 | 0.00071 | 0.00071 | 3.32 | 33% | 24.75% | 33% | 24.75% | 9.12 | 9.12 | 1.34 | 0.96 | 1.23 | 0.87 |  | 11.4 | 80 | 80 | 62 | EF 86 | EF 59 | EF 59 | EF 52 | None | None | None | None | 0.00071 | 0.00071 | 3.32 | 33% | 24.75% | 33% | 24.75% | 9.12 | 9.12 | 1.34 | 0.96 | 1.23 | 0.87 |  | 14 | 80 | 80 | 66 | EF 95 | EF 60 | EF 60 | EF 74 | None | None | None | None | 0.0006035 | 0.000497 | 8 | 10% | 7.5% | 5% | 3.75% | 30 | 44 | 19 | 13 | 0.3 | 0.25 |  | 15 | 92 | 95 | 70 | EF 200 | EF 67 | EF 70 | EF 82 | Wrap 5 ft | Valve | Valve & LF | Valve & TS
No AC | Furnace | Slab-on-grade | 6 | 7 | 2 | pre78 | 1990 | 0.14016 | 0.00071 | 0.00071 | 3.32 | 33% | 21.45% | 33% | 21.45% | 9.12 | 9.12 | 1.34 | 0.96 | 1.23 | 0.87 |  | 11.4 | 80 | 80 | 62 | EF 86 | EF 59 | EF 59 | EF 52 | None | None | None | None | 0.00071 | 0.00071 | 3.32 | 33% | 21.45% | 33% | 21.45% | 9.12 | 9.12 | 1.34 | 0.96 | 1.23 | 0.87 |  | 14 | 80 | 80 | 66 | EF 95 | EF 60 | EF 60 | EF 74 | None | None | None | None | 0.0006035 | 0.000497 | 8 | 10% | 6.5% | 5% | 3.25% | 30 | 44 | 19 | 13 | 0.3 | 0.25 |  | 15 | 92 | 95 | 70 | EF 200 | EF 67 | EF 70 | EF 82 | Wrap 5 ft | Valve | Valve & LF | Valve & TS
AC | Furnace | Slab-on-grade | 6 | 7 | 1 | pre78 | 1600 | 0.14016 | 0.00071 | 0.00071 | 3.32 | 33% | 24.75% | 33% | 24.75% | 9.12 | 9.12 | 1.34 | 0.96 | 1.23 | 0.87 |  | 11.4 | 80 | 80 | 62 | EF 86 | EF 59 | EF 59 | EF 52 | None | None | None | None | 0.00071 | 0.00071 | 3.32 | 33% | 24.75% | 33% | 24.75% | 9.12 | 9.12 | 1.34 | 0.96 | 1.23 | 0.87 |  | 14 | 80 | 80 | 66 | EF 95 | EF 60 | EF 60 | EF 74 | None | None | None | None | 0.0006035 | 0.000497 | 8 | 10% | 7.5% | 5% | 3.75% | 30 | 44 | 19 | 13 | 0.3 | 0.25 |  | 15 | 92 | 95 | 70 | EF 200 | EF 67 | EF 70 | EF 82 | Wrap 5 ft | Valve | Valve & LF | Valve & TS
AC | Furnace | Slab-on-grade | 6 | 7 | 2 | pre78 | 1990 | 0.14016 | 0.00071 | 0.00071 | 3.32 | 33% | 21.45% | 33% | 21.45% | 9.12 | 9.12 | 1.34 | 0.96 | 1.23 | 0.87 |  | 11.4 | 80 | 80 | 62 | EF 86 | EF 59 | EF 59 | EF 52 | None | None | None | None | 0.00071 | 0.00071 | 3.32 | 33% | 21.45% | 33% | 21.45% | 9.12 | 9.12 | 1.34 | 0.96 | 1.23 | 0.87 |  | 14 | 80 | 80 | 66 | EF 95 | EF 60 | EF 60 | EF 74 | None | None | None | None | 0.0006035 | 0.000497 | 8 | 10% | 6.5% | 5% | 3.25% | 30 | 44 | 19 | 13 | 0.3 | 0.25 |  | 15 | 92 | 95 | 70 | EF 200 | EF 67 | EF 70 | EF 82 | Wrap 5 ft | Valve | Valve & LF | Valve & TS
No AC | Furnace | Crawlspace | 6 | 7 | 1 | pre78 | 1600 | 0.14016 | 0.00071 | 0.00071 | 3.32 | 33% | 24.75% | 33% | 24.75% | 9.12 | 9.12 | 1.34 | 0.96 | 1.23 | 0.87 |  | 11.4 | 80 | 80 | 62 | EF 86 | EF 59 | EF 59 | EF 52 | None | None | None | None | 0.00071 | 0.00071 | 3.32 | 33% | 24.75% | 33% | 24.75% | 9.12 | 9.12 | 1.34 | 0.96 | 1.23 | 0.87 |  | 14 | 80 | 80 | 66 | EF 95 | EF 60 | EF 60 | EF 74 | None | None | None | None | 0.0006035 | 0.000497 | 8 | 10% | 7.5% | 5% | 3.75% | 30 | 44 | 19 | 13 | 0.3 | 0.25 |  | 15 | 92 | 95 | 70 | EF 200 | EF 67 | EF 70 | EF 82 | Wrap 5 ft | Valve | Valve & LF | Valve & TS
No AC | Furnace | Crawlspace | 6 | 7 | 2 | pre78 | 1990 | 0.14016 | 0.00071 | 0.00071 | 3.32 | 33% | 21.45% | 33% | 21.45% | 9.12 | 9.12 | 1.34 | 0.96 | 1.23 | 0.87 |  | 11.4 | 80 | 80 | 62 | EF 86 | EF 59 | EF 59 | EF 52 | None | None | None | None | 0.00071 | 0.00071 | 3.32 | 33% | 21.45% | 33% | 21.45% | 9.12 | 9.12 | 1.34 | 0.96 | 1.23 | 0.87 |  | 14 | 80 | 80 | 66 | EF 95 | EF 60 | EF 60 | EF 74 | None | None | None | None | 0.0006035 | 0.000497 | 8 | 10% | 6.5% | 5% | 3.25% | 30 | 44 | 19 | 13 | 0.3 | 0.25 |  | 15 | 92 | 95 | 70 | EF 200 | EF 67 | EF 70 | EF 82 | Wrap 5 ft | Valve | Valve & LF | Valve & TS
AC | Furnace | Crawlspace | 6 | 7 | 1 | pre78 | 1600 | 0.14016 | 0.00071 | 0.00071 | 3.32 | 33% | 24.75% | 33% | 24.75% | 9.12 | 9.12 | 1.34 | 0.96 | 1.23 | 0.87 |  | 11.4 | 80 | 80 | 62 | EF 86 | EF 59 | EF 59 | EF 52 | None | None | None | None | 0.00071 | 0.00071 | 3.32 | 33% | 24.75% | 33% | 24.75% | 9.12 | 9.12 | 1.34 | 0.96 | 1.23 | 0.87 |  | 14 | 80 | 80 | 66 | EF 95 | EF 60 | EF 60 | EF 74 | None | None | None | None | 0.0006035 | 0.000497 | 8 | 10% | 7.5% | 5% | 3.75% | 30 | 44 | 19 | 13 | 0.3 | 0.25 |  | 15 | 92 | 95 | 70 | EF 200 | EF 67 | EF 70 | EF 82 | Wrap 5 ft | Valve | Valve & LF | Valve & TS
AC | Furnace | Crawlspace | 6 | 7 | 2 | pre78 | 1990 | 0.14016 | 0.00071 | 0.00071 | 3.32 | 33% | 21.45% | 33% | 21.45% | 9.12 | 9.12 | 1.34 | 0.96 | 1.23 | 0.87 |  | 11.4 | 80 | 80 | 62 | EF 86 | EF 59 | EF 59 | EF 52 | None | None | None | None | 0.00071 | 0.00071 | 3.32 | 33% | 21.45% | 33% | 21.45% | 9.12 | 9.12 | 1.34 | 0.96 | 1.23 | 0.87 |  | 14 | 80 | 80 | 66 | EF 95 | EF 60 | EF 60 | EF 74 | None | None | None | None | 0.0006035 | 0.000497 | 8 | 10% | 6.5% | 5% | 3.25% | 30 | 44 | 19 | 13 | 0.3 | 0.25 |  | 15 | 92 | 95 | 70 | EF 200 | EF 67 | EF 70 | EF 82 | Wrap 5 ft | Valve | Valve & LF | Valve & TS
No AC | Furnace | Slab-on-grade | 6 | 7 | 1 | 78-92 | 1810 | 0.11502 | 0.00052 | 0.00052 | 3.67 | 26% | 19.5% | 26% | 19.5% | 11.48 | 11.48 | 5.96 | 10.25 | 1.15 | 0.87 |  | 11.4 | 80 | 80 | 62 | EF 86 | EF 59 | EF 59 | EF 52 | None | None | None | None | 0.00052 | 0.00052 | 3.67 | 26% | 19.5% | 26% | 19.5% | 11.48 | 11.48 | 5.96 | 10.25 | 1.15 | 0.87 |  | 14 | 80 | 80 | 66 | EF 95 | EF 60 | EF 60 | EF 74 | None | None | None | None | 0.000442 | 0.000364 | 8 | 10% | 7.5% | 5% | 3.75% | 30 | 44 | 19 | 13 | 0.3 | 0.25 |  | 15 | 92 | 95 | 70 | EF 200 | EF 67 | EF 70 | EF 82 | Wrap 5 ft | Valve | Valve & LF | Valve & TS
No AC | Furnace | Slab-on-grade | 6 | 7 | 2 | 78-92 | 2400 | 0.11502 | 0.00052 | 0.00052 | 3.67 | 26% | 16.9% | 26% | 16.9% | 11.48 | 11.48 | 5.96 | 10.25 | 1.15 | 0.87 |  | 11.4 | 80 | 80 | 62 | EF 86 | EF 59 | EF 59 | EF 52 | None | None | None | None | 0.00052 | 0.00052 | 3.67 | 26% | 16.9% | 26% | 16.9% | 11.48 | 11.48 | 5.96 | 10.25 | 1.15 | 0.87 |  | 14 | 80 | 80 | 66 | EF 95 | EF 60 | EF 60 | EF 74 | None | None | None | None | 0.000442 | 0.000364 | 8 | 10% | 6.5% | 5% | 3.25% | 30 | 44 | 19 | 13 | 0.3 | 0.25 |  | 15 | 92 | 95 | 70 | EF 200 | EF 67 | EF 70 | EF 82 | Wrap 5 ft | Valve | Valve & LF | Valve & TS
AC | Furnace | Slab-on-grade | 6 | 7 | 1 | 78-92 | 1810 | 0.11502 | 0.00052 | 0.00052 | 3.67 | 26% | 19.5% | 26% | 19.5% | 11.48 | 11.48 | 5.96 | 10.25 | 1.15 | 0.87 |  | 11.4 | 80 | 80 | 62 | EF 86 | EF 59 | EF 59 | EF 52 | None | None | None | None | 0.00052 | 0.00052 | 3.67 | 26% | 19.5% | 26% | 19.5% | 11.48 | 11.48 | 5.96 | 10.25 | 1.15 | 0.87 |  | 14 | 80 | 80 | 66 | EF 95 | EF 60 | EF 60 | EF 74 | None | None | None | None | 0.000442 | 0.000364 | 8 | 10% | 7.5% | 5% | 3.75% | 30 | 44 | 19 | 13 | 0.3 | 0.25 |  | 15 | 92 | 95 | 70 | EF 200 | EF 67 | EF 70 | EF 82 | Wrap 5 ft | Valve | Valve & LF | Valve & TS
AC | Furnace | Slab-on-grade | 6 | 7 | 2 | 78-92 | 2400 | 0.11502 | 0.00052 | 0.00052 | 3.67 | 26% | 16.9% | 26% | 16.9% | 11.48 | 11.48 | 5.96 | 10.25 | 1.15 | 0.87 |  | 11.4 | 80 | 80 | 62 | EF 86 | EF 59 | EF 59 | EF 52 | None | None | None | None | 0.00052 | 0.00052 | 3.67 | 26% | 16.9% | 26% | 16.9% | 11.48 | 11.48 | 5.96 | 10.25 | 1.15 | 0.87 |  | 14 | 80 | 80 | 66 | EF 95 | EF 60 | EF 60 | EF 74 | None | None | None | None | 0.000442 | 0.000364 | 8 | 10% | 6.5% | 5% | 3.25% | 30 | 44 | 19 | 13 | 0.3 | 0.25 |  | 15 | 92 | 95 | 70 | EF 200 | EF 67 | EF 70 | EF 82 | Wrap 5 ft | Valve | Valve & LF | Valve & TS
No AC | Furnace | Crawlspace | 6 | 7 | 1 | 78-92 | 1810 | 0.11502 | 0.00052 | 0.00052 | 3.67 | 26% | 19.5% | 26% | 19.5% | 11.48 | 11.48 | 5.96 | 10.25 | 1.15 | 0.87 |  | 11.4 | 80 | 80 | 62 | EF 86 | EF 59 | EF 59 | EF 52 | None | None | None | None | 0.00052 | 0.00052 | 3.67 | 26% | 19.5% | 26% | 19.5% | 11.48 | 11.48 | 5.96 | 10.25 | 1.15 | 0.87 |  | 14 | 80 | 80 | 66 | EF 95 | EF 60 | EF 60 | EF 74 | None | None | None | None | 0.000442 | 0.000364 | 8 | 10% | 7.5% | 5% | 3.75% | 30 | 44 | 19 | 13 | 0.3 | 0.25 |  | 15 | 92 | 95 | 70 | EF 200 | EF 67 | EF 70 | EF 82 | Wrap 5 ft | Valve | Valve & LF | Valve & TS
No AC | Furnace | Crawlspace | 6 | 7 | 2 | 78-92 | 2400 | 0.11502 | 0.00052 | 0.00052 | 3.67 | 26% | 16.9% | 26% | 16.9% | 11.48 | 11.48 | 5.96 | 10.25 | 1.15 | 0.87 |  | 11.4 | 80 | 80 | 62 | EF 86 | EF 59 | EF 59 | EF 52 | None | None | None | None | 0.00052 | 0.00052 | 3.67 | 26% | 16.9% | 26% | 16.9% | 11.48 | 11.48 | 5.96 | 10.25 | 1.15 | 0.87 |  | 14 | 80 | 80 | 66 | EF 95 | EF 60 | EF 60 | EF 74 | None | None | None | None | 0.000442 | 0.000364 | 8 | 10% | 6.5% | 5% | 3.25% | 30 | 44 | 19 | 13 | 0.3 | 0.25 |  | 15 | 92 | 95 | 70 | EF 200 | EF 67 | EF 70 | EF 82 | Wrap 5 ft | Valve | Valve & LF | Valve & TS
AC | Furnace | Crawlspace | 6 | 7 | 1 | 78-92 | 1810 | 0.11502 | 0.00052 | 0.00052 | 3.67 | 26% | 19.5% | 26% | 19.5% | 11.48 | 11.48 | 5.96 | 10.25 | 1.15 | 0.87 |  | 11.4 | 80 | 80 | 62 | EF 86 | EF 59 | EF 59 | EF 52 | None | None | None | None | 0.00052 | 0.00052 | 3.67 | 26% | 19.5% | 26% | 19.5% | 11.48 | 11.48 | 5.96 | 10.25 | 1.15 | 0.87 |  | 14 | 80 | 80 | 66 | EF 95 | EF 60 | EF 60 | EF 74 | None | None | None | None | 0.000442 | 0.000364 | 8 | 10% | 7.5% | 5% | 3.75% | 30 | 44 | 19 | 13 | 0.3 | 0.25 |  | 15 | 92 | 95 | 70 | EF 200 | EF 67 | EF 70 | EF 82 | Wrap 5 ft | Valve | Valve & LF | Valve & TS
AC | Furnace | Crawlspace | 6 | 7 | 2 | 78-92 | 2400 | 0.11502 | 0.00052 | 0.00052 | 3.67 | 26% | 16.9% | 26% | 16.9% | 11.48 | 11.48 | 5.96 | 10.25 | 1.15 | 0.87 |  | 11.4 | 80 | 80 | 62 | EF 86 | EF 59 | EF 59 | EF 52 | None | None | None | None | 0.00052 | 0.00052 | 3.67 | 26% | 16.9% | 26% | 16.9% | 11.48 | 11.48 | 5.96 | 10.25 | 1.15 | 0.87 |  | 14 | 80 | 80 | 66 | EF 95 | EF 60 | EF 60 | EF 74 | None | None | None | None | 0.000442 | 0.000364 | 8 | 10% | 6.5% | 5% | 3.25% | 30 | 44 | 19 | 13 | 0.3 | 0.25 |  | 15 | 92 | 95 | 70 | EF 200 | EF 67 | EF 70 | EF 82 | Wrap 5 ft | Valve | Valve & LF | Valve & TS
No AC | Furnace | Slab-on-grade | 6 | 7 | 1 | 93-01 | 1910 | 0.2 | 0.00046 | 0.00046 | 4.26 | 22% | 16.5% | 22% | 16.5% | 16.55 | 16.55 | 5.96 | 10.25 | 0.67 | 0.79 |  | 11.4 | 80 | 80 | 62 | EF 86 | EF 59 | EF 59 | EF 52 | None | None | None | None | 0.00046 | 0.00046 | 4.26 | 22% | 16.5% | 22% | 16.5% | 16.55 | 16.55 | 5.96 | 10.25 | 0.67 | 0.79 |  | 14 | 80 | 80 | 66 | EF 95 | EF 60 | EF 60 | EF 74 | None | None | None | None | 0.000391 | 0.000322 | 8 | 10% | 7.5% | 5% | 3.75% | 30 | 44 | 19 | 13 | 0.3 | 0.25 |  | 15 | 92 | 95 | 70 | EF 200 | EF 67 | EF 70 | EF 82 | Wrap 5 ft | Valve | Valve & LF | Valve & TS
No AC | Furnace | Slab-on-grade | 6 | 7 | 2 | 93-01 | 2730 | 0.2 | 0.00046 | 0.00046 | 4.26 | 22% | 14.3% | 22% | 14.3% | 16.55 | 16.55 | 5.96 | 10.25 | 0.67 | 0.79 |  | 11.4 | 80 | 80 | 62 | EF 86 | EF 59 | EF 59 | EF 52 | None | None | None | None | 0.00046 | 0.00046 | 4.26 | 22% | 14.3% | 22% | 14.3% | 16.55 | 16.55 | 5.96 | 10.25 | 0.67 | 0.79 |  | 14 | 80 | 80 | 66 | EF 95 | EF 60 | EF 60 | EF 74 | None | None | None | None | 0.000391 | 0.000322 | 8 | 10% | 6.5% | 5% | 3.25% | 30 | 44 | 19 | 13 | 0.3 | 0.25 |  | 15 | 92 | 95 | 70 | EF 200 | EF 67 | EF 70 | EF 82 | Wrap 5 ft | Valve | Valve & LF | Valve & TS
AC | Furnace | Slab-on-grade | 6 | 7 | 1 | 93-01 | 1910 | 0.2 | 0.00046 | 0.00046 | 4.26 | 22% | 16.5% | 22% | 16.5% | 16.55 | 16.55 | 5.96 | 10.25 | 0.67 | 0.79 |  | 11.4 | 80 | 80 | 62 | EF 86 | EF 59 | EF 59 | EF 52 | None | None | None | None | 0.00046 | 0.00046 | 4.26 | 22% | 16.5% | 22% | 16.5% | 16.55 | 16.55 | 5.96 | 10.25 | 0.67 | 0.79 |  | 14 | 80 | 80 | 66 | EF 95 | EF 60 | EF 60 | EF 74 | None | None | None | None | 0.000391 | 0.000322 | 8 | 10% | 7.5% | 5% | 3.75% | 30 | 44 | 19 | 13 | 0.3 | 0.25 |  | 15 | 92 | 95 | 70 | EF 200 | EF 67 | EF 70 | EF 82 | Wrap 5 ft | Valve | Valve & LF | Valve & TS
AC | Furnace | Slab-on-grade | 6 | 7 | 2 | 93-01 | 2730 | 0.2 | 0.00046 | 0.00046 | 4.26 | 22% | 14.3% | 22% | 14.3% | 16.55 | 16.55 | 5.96 | 10.25 | 0.67 | 0.79 |  | 11.4 | 80 | 80 | 62 | EF 86 | EF 59 | EF 59 | EF 52 | None | None | None | None | 0.00046 | 0.00046 | 4.26 | 22% | 14.3% | 22% | 14.3% | 16.55 | 16.55 | 5.96 | 10.25 | 0.67 | 0.79 |  | 14 | 80 | 80 | 66 | EF 95 | EF 60 | EF 60 | EF 74 | None | None | None | None | 0.000391 | 0.000322 | 8 | 10% | 6.5% | 5% | 3.25% | 30 | 44 | 19 | 13 | 0.3 | 0.25 |  | 15 | 92 | 95 | 70 | EF 200 | EF 67 | EF 70 | EF 82 | Wrap 5 ft | Valve | Valve & LF | Valve & TS
No AC | Furnace | Crawlspace | 6 | 7 | 1 | 93-01 | 1910 | 0.2 | 0.00046 | 0.00046 | 4.26 | 22% | 16.5% | 22% | 16.5% | 16.55 | 16.55 | 5.96 | 10.25 | 0.67 | 0.79 |  | 11.4 | 80 | 80 | 62 | EF 86 | EF 59 | EF 59 | EF 52 | None | None | None | None | 0.00046 | 0.00046 | 4.26 | 22% | 16.5% | 22% | 16.5% | 16.55 | 16.55 | 5.96 | 10.25 | 0.67 | 0.79 |  | 14 | 80 | 80 | 66 | EF 95 | EF 60 | EF 60 | EF 74 | None | None | None | None | 0.000391 | 0.000322 | 8 | 10% | 7.5% | 5% | 3.75% | 30 | 44 | 19 | 13 | 0.3 | 0.25 |  | 15 | 92 | 95 | 70 | EF 200 | EF 67 | EF 70 | EF 82 | Wrap 5 ft | Valve | Valve & LF | Valve & TS
No AC | Furnace | Crawlspace | 6 | 7 | 2 | 93-01 | 2730 | 0.2 | 0.00046 | 0.00046 | 4.26 | 22% | 14.3% | 22% | 14.3% | 16.55 | 16.55 | 5.96 | 10.25 | 0.67 | 0.79 |  | 11.4 | 80 | 80 | 62 | EF 86 | EF 59 | EF 59 | EF 52 | None | None | None | None | 0.00046 | 0.00046 | 4.26 | 22% | 14.3% | 22% | 14.3% | 16.55 | 16.55 | 5.96 | 10.25 | 0.67 | 0.79 |  | 14 | 80 | 80 | 66 | EF 95 | EF 60 | EF 60 | EF 74 | None | None | None | None | 0.000391 | 0.000322 | 8 | 10% | 6.5% | 5% | 3.25% | 30 | 44 | 19 | 13 | 0.3 | 0.25 |  | 15 | 92 | 95 | 70 | EF 200 | EF 67 | EF 70 | EF 82 | Wrap 5 ft | Valve | Valve & LF | Valve & TS
AC | Furnace | Crawlspace | 6 | 7 | 1 | 93-01 | 1910 | 0.2 | 0.00046 | 0.00046 | 4.26 | 22% | 16.5% | 22% | 16.5% | 16.55 | 16.55 | 5.96 | 10.25 | 0.67 | 0.79 |  | 11.4 | 80 | 80 | 62 | EF 86 | EF 59 | EF 59 | EF 52 | None | None | None | None | 0.00046 | 0.00046 | 4.26 | 22% | 16.5% | 22% | 16.5% | 16.55 | 16.55 | 5.96 | 10.25 | 0.67 | 0.79 |  | 14 | 80 | 80 | 66 | EF 95 | EF 60 | EF 60 | EF 74 | None | None | None | None | 0.000391 | 0.000322 | 8 | 10% | 7.5% | 5% | 3.75% | 30 | 44 | 19 | 13 | 0.3 | 0.25 |  | 15 | 92 | 95 | 70 | EF 200 | EF 67 | EF 70 | EF 82 | Wrap 5 ft | Valve | Valve & LF | Valve & TS
AC | Furnace | Crawlspace | 6 | 7 | 2 | 93-01 | 2730 | 0.2 | 0.00046 | 0.00046 | 4.26 | 22% | 14.3% | 22% | 14.3% | 16.55 | 16.55 | 5.96 | 10.25 | 0.67 | 0.79 |  | 11.4 | 80 | 80 | 62 | EF 86 | EF 59 | EF 59 | EF 52 | None | None | None | None | 0.00046 | 0.00046 | 4.26 | 22% | 14.3% | 22% | 14.3% | 16.55 | 16.55 | 5.96 | 10.25 | 0.67 | 0.79 |  | 14 | 80 | 80 | 66 | EF 95 | EF 60 | EF 60 | EF 74 | None | None | None | None | 0.000391 | 0.000322 | 8 | 10% | 6.5% | 5% | 3.25% | 30 | 44 | 19 | 13 | 0.3 | 0.25 |  | 15 | 92 | 95 | 70 | EF 200 | EF 67 | EF 70 | EF 82 | Wrap 5 ft | Valve | Valve & LF | Valve & TS
No AC | Wall Furnace | Slab-on-grade | 6 | 7 | 1 | pre78 | 1600 | 0.14016 | 0.00071 | 0.00071 | 3.32 | 33% | 24.75% | 33% | 24.75% | 9.12 | 9.12 | 1.34 | 0.96 | 1.23 | 0.87 |  | 11.4 | 80 | 80 | 62 | EF 86 | EF 59 | EF 59 | EF 52 | None | None | None | None | 0.00071 | 0.00071 | 3.32 | 33% | 24.75% | 33% | 24.75% | 9.12 | 9.12 | 1.34 | 0.96 | 1.23 | 0.87 |  | 14 | 80 | 80 | 66 | EF 95 | EF 60 | EF 60 | EF 74 | None | None | None | None | 0.0006035 | 0.000497 | 8 | 10% | 7.5% | 5% | 3.75% | 30 | 44 | 19 | 13 | 0.3 | 0.25 |  | 15 | 92 | 95 | 70 | EF 200 | EF 67 | EF 70 | EF 82 | Wrap 5 ft | Valve | Valve & LF | Valve & TS
No AC | Wall Furnace | Slab-on-grade | 6 | 7 | 2 | pre78 | 1990 | 0.14016 | 0.00071 | 0.00071 | 3.32 | 33% | 21.45% | 33% | 21.45% | 9.12 | 9.12 | 1.34 | 0.96 | 1.23 | 0.87 |  | 11.4 | 80 | 80 | 62 | EF 86 | EF 59 | EF 59 | EF 52 | None | None | None | None | 0.00071 | 0.00071 | 3.32 | 33% | 21.45% | 33% | 21.45% | 9.12 | 9.12 | 1.34 | 0.96 | 1.23 | 0.87 |  | 14 | 80 | 80 | 66 | EF 95 | EF 60 | EF 60 | EF 74 | None | None | None | None | 0.0006035 | 0.000497 | 8 | 10% | 6.5% | 5% | 3.25% | 30 | 44 | 19 | 13 | 0.3 | 0.25 |  | 15 | 92 | 95 | 70 | EF 200 | EF 67 | EF 70 | EF 82 | Wrap 5 ft | Valve | Valve & LF | Valve & TS
AC | Wall Furnace | Slab-on-grade | 6 | 7 | 1 | pre78 | 1600 | 0.14016 | 0.00071 | 0.00071 | 3.32 | 33% | 24.75% | 33% | 24.75% | 9.12 | 9.12 | 1.34 | 0.96 | 1.23 | 0.87 |  | 11.4 | 80 | 80 | 62 | EF 86 | EF 59 | EF 59 | EF 52 | None | None | None | None | 0.00071 | 0.00071 | 3.32 | 33% | 24.75% | 33% | 24.75% | 9.12 | 9.12 | 1.34 | 0.96 | 1.23 | 0.87 |  | 14 | 80 | 80 | 66 | EF 95 | EF 60 | EF 60 | EF 74 | None | None | None | None | 0.0006035 | 0.000497 | 8 | 10% | 7.5% | 5% | 3.75% | 30 | 44 | 19 | 13 | 0.3 | 0.25 |  | 15 | 92 | 95 | 70 | EF 200 | EF 67 | EF 70 | EF 82 | Wrap 5 ft | Valve | Valve & LF | Valve & TS
AC | Wall Furnace | Slab-on-grade | 6 | 7 | 2 | pre78 | 1990 | 0.14016 | 0.00071 | 0.00071 | 3.32 | 33% | 21.45% | 33% | 21.45% | 9.12 | 9.12 | 1.34 | 0.96 | 1.23 | 0.87 |  | 11.4 | 80 | 80 | 62 | EF 86 | EF 59 | EF 59 | EF 52 | None | None | None | None | 0.00071 | 0.00071 | 3.32 | 33% | 21.45% | 33% | 21.45% | 9.12 | 9.12 | 1.34 | 0.96 | 1.23 | 0.87 |  | 14 | 80 | 80 | 66 | EF 95 | EF 60 | EF 60 | EF 74 | None | None | None | None | 0.0006035 | 0.000497 | 8 | 10% | 6.5% | 5% | 3.25% | 30 | 44 | 19 | 13 | 0.3 | 0.25 |  | 15 | 92 | 95 | 70 | EF 200 | EF 67 | EF 70 | EF 82 | Wrap 5 ft | Valve | Valve & LF | Valve & TS
No AC | Wall Furnace | Crawlspace | 6 | 7 | 1 | pre78 | 1600 | 0.14016 | 0.00071 | 0.00071 | 3.32 | 33% | 24.75% | 33% | 24.75% | 9.12 | 9.12 | 1.34 | 0.96 | 1.23 | 0.87 |  | 11.4 | 80 | 80 | 62 | EF 86 | EF 59 | EF 59 | EF 52 | None | None | None | None | 0.00071 | 0.00071 | 3.32 | 33% | 24.75% | 33% | 24.75% | 9.12 | 9.12 | 1.34 | 0.96 | 1.23 | 0.87 |  | 14 | 80 | 80 | 66 | EF 95 | EF 60 | EF 60 | EF 74 | None | None | None | None | 0.0006035 | 0.000497 | 8 | 10% | 7.5% | 5% | 3.75% | 30 | 44 | 19 | 13 | 0.3 | 0.25 |  | 15 | 92 | 95 | 70 | EF 200 | EF 67 | EF 70 | EF 82 | Wrap 5 ft | Valve | Valve & LF | Valve & TS
No AC | Wall Furnace | Crawlspace | 6 | 7 | 2 | pre78 | 1990 | 0.14016 | 0.00071 | 0.00071 | 3.32 | 33% | 21.45% | 33% | 21.45% | 9.12 | 9.12 | 1.34 | 0.96 | 1.23 | 0.87 |  | 11.4 | 80 | 80 | 62 | EF 86 | EF 59 | EF 59 | EF 52 | None | None | None | None | 0.00071 | 0.00071 | 3.32 | 33% | 21.45% | 33% | 21.45% | 9.12 | 9.12 | 1.34 | 0.96 | 1.23 | 0.87 |  | 14 | 80 | 80 | 66 | EF 95 | EF 60 | EF 60 | EF 74 | None | None | None | None | 0.0006035 | 0.000497 | 8 | 10% | 6.5% | 5% | 3.25% | 30 | 44 | 19 | 13 | 0.3 | 0.25 |  | 15 | 92 | 95 | 70 | EF 200 | EF 67 | EF 70 | EF 82 | Wrap 5 ft | Valve | Valve & LF | Valve & TS
AC | Wall Furnace | Crawlspace | 6 | 7 | 1 | pre78 | 1600 | 0.14016 | 0.00071 | 0.00071 | 3.32 | 33% | 24.75% | 33% | 24.75% | 9.12 | 9.12 | 1.34 | 0.96 | 1.23 | 0.87 |  | 11.4 | 80 | 80 | 62 | EF 86 | EF 59 | EF 59 | EF 52 | None | None | None | None | 0.00071 | 0.00071 | 3.32 | 33% | 24.75% | 33% | 24.75% | 9.12 | 9.12 | 1.34 | 0.96 | 1.23 | 0.87 |  | 14 | 80 | 80 | 66 | EF 95 | EF 60 | EF 60 | EF 74 | None | None | None | None | 0.0006035 | 0.000497 | 8 | 10% | 7.5% | 5% | 3.75% | 30 | 44 | 19 | 13 | 0.3 | 0.25 |  | 15 | 92 | 95 | 70 | EF 200 | EF 67 | EF 70 | EF 82 | Wrap 5 ft | Valve | Valve & LF | Valve & TS
AC | Wall Furnace | Crawlspace | 6 | 7 | 2 | pre78 | 1990 | 0.14016 | 0.00071 | 0.00071 | 3.32 | 33% | 21.45% | 33% | 21.45% | 9.12 | 9.12 | 1.34 | 0.96 | 1.23 | 0.87 |  | 11.4 | 80 | 80 | 62 | EF 86 | EF 59 | EF 59 | EF 52 | None | None | None | None | 0.00071 | 0.00071 | 3.32 | 33% | 21.45% | 33% | 21.45% | 9.12 | 9.12 | 1.34 | 0.96 | 1.23 | 0.87 |  | 14 | 80 | 80 | 66 | EF 95 | EF 60 | EF 60 | EF 74 | None | None | None | None | 0.0006035 | 0.000497 | 8 | 10% | 6.5% | 5% | 3.25% | 30 | 44 | 19 | 13 | 0.3 | 0.25 |  | 15 | 92 | 95 | 70 | EF 200 | EF 67 | EF 70 | EF 82 | Wrap 5 ft | Valve | Valve & LF | Valve & TS
No AC | Wall Furnace | Slab-on-grade | 6 | 7 | 1 | 78-92 | 1810 | 0.11502 | 0.00052 | 0.00052 | 3.67 | 26% | 19.5% | 26% | 19.5% | 11.48 | 11.48 | 5.96 | 10.25 | 1.15 | 0.87 |  | 11.4 | 80 | 80 | 62 | EF 86 | EF 59 | EF 59 | EF 52 | None | None | None | None | 0.00052 | 0.00052 | 3.67 | 26% | 19.5% | 26% | 19.5% | 11.48 | 11.48 | 5.96 | 10.25 | 1.15 | 0.87 |  | 14 | 80 | 80 | 66 | EF 95 | EF 60 | EF 60 | EF 74 | None | None | None | None | 0.000442 | 0.000364 | 8 | 10% | 7.5% | 5% | 3.75% | 30 | 44 | 19 | 13 | 0.3 | 0.25 |  | 15 | 92 | 95 | 70 | EF 200 | EF 67 | EF 70 | EF 82 | Wrap 5 ft | Valve | Valve & LF | Valve & TS
No AC | Wall Furnace | Slab-on-grade | 6 | 7 | 2 | 78-92 | 2400 | 0.11502 | 0.00052 | 0.00052 | 3.67 | 26% | 16.9% | 26% | 16.9% | 11.48 | 11.48 | 5.96 | 10.25 | 1.15 | 0.87 |  | 11.4 | 80 | 80 | 62 | EF 86 | EF 59 | EF 59 | EF 52 | None | None | None | None | 0.00052 | 0.00052 | 3.67 | 26% | 16.9% | 26% | 16.9% | 11.48 | 11.48 | 5.96 | 10.25 | 1.15 | 0.87 |  | 14 | 80 | 80 | 66 | EF 95 | EF 60 | EF 60 | EF 74 | None | None | None | None | 0.000442 | 0.000364 | 8 | 10% | 6.5% | 5% | 3.25% | 30 | 44 | 19 | 13 | 0.3 | 0.25 |  | 15 | 92 | 95 | 70 | EF 200 | EF 67 | EF 70 | EF 82 | Wrap 5 ft | Valve | Valve & LF | Valve & TS
AC | Wall Furnace | Slab-on-grade | 6 | 7 | 1 | 78-92 | 1810 | 0.11502 | 0.00052 | 0.00052 | 3.67 | 26% | 19.5% | 26% | 19.5% | 11.48 | 11.48 | 5.96 | 10.25 | 1.15 | 0.87 |  | 11.4 | 80 | 80 | 62 | EF 86 | EF 59 | EF 59 | EF 52 | None | None | None | None | 0.00052 | 0.00052 | 3.67 | 26% | 19.5% | 26% | 19.5% | 11.48 | 11.48 | 5.96 | 10.25 | 1.15 | 0.87 |  | 14 | 80 | 80 | 66 | EF 95 | EF 60 | EF 60 | EF 74 | None | None | None | None | 0.000442 | 0.000364 | 8 | 10% | 7.5% | 5% | 3.75% | 30 | 44 | 19 | 13 | 0.3 | 0.25 |  | 15 | 92 | 95 | 70 | EF 200 | EF 67 | EF 70 | EF 82 | Wrap 5 ft | Valve | Valve & LF | Valve & TS
AC | Wall Furnace | Slab-on-grade | 6 | 7 | 2 | 78-92 | 2400 | 0.11502 | 0.00052 | 0.00052 | 3.67 | 26% | 16.9% | 26% | 16.9% | 11.48 | 11.48 | 5.96 | 10.25 | 1.15 | 0.87 |  | 11.4 | 80 | 80 | 62 | EF 86 | EF 59 | EF 59 | EF 52 | None | None | None | None | 0.00052 | 0.00052 | 3.67 | 26% | 16.9% | 26% | 16.9% | 11.48 | 11.48 | 5.96 | 10.25 | 1.15 | 0.87 |  | 14 | 80 | 80 | 66 | EF 95 | EF 60 | EF 60 | EF 74 | None | None | None | None | 0.000442 | 0.000364 | 8 | 10% | 6.5% | 5% | 3.25% | 30 | 44 | 19 | 13 | 0.3 | 0.25 |  | 15 | 92 | 95 | 70 | EF 200 | EF 67 | EF 70 | EF 82 | Wrap 5 ft | Valve | Valve & LF | Valve & TS
No AC | Wall Furnace | Crawlspace | 6 | 7 | 1 | 78-92 | 1810 | 0.11502 | 0.00052 | 0.00052 | 3.67 | 26% | 19.5% | 26% | 19.5% | 11.48 | 11.48 | 5.96 | 10.25 | 1.15 | 0.87 |  | 11.4 | 80 | 80 | 62 | EF 86 | EF 59 | EF 59 | EF 52 | None | None | None | None | 0.00052 | 0.00052 | 3.67 | 26% | 19.5% | 26% | 19.5% | 11.48 | 11.48 | 5.96 | 10.25 | 1.15 | 0.87 |  | 14 | 80 | 80 | 66 | EF 95 | EF 60 | EF 60 | EF 74 | None | None | None | None | 0.000442 | 0.000364 | 8 | 10% | 7.5% | 5% | 3.75% | 30 | 44 | 19 | 13 | 0.3 | 0.25 |  | 15 | 92 | 95 | 70 | EF 200 | EF 67 | EF 70 | EF 82 | Wrap 5 ft | Valve | Valve & LF | Valve & TS
No AC | Wall Furnace | Crawlspace | 6 | 7 | 2 | 78-92 | 2400 | 0.11502 | 0.00052 | 0.00052 | 3.67 | 26% | 16.9% | 26% | 16.9% | 11.48 | 11.48 | 5.96 | 10.25 | 1.15 | 0.87 |  | 11.4 | 80 | 80 | 62 | EF 86 | EF 59 | EF 59 | EF 52 | None | None | None | None | 0.00052 | 0.00052 | 3.67 | 26% | 16.9% | 26% | 16.9% | 11.48 | 11.48 | 5.96 | 10.25 | 1.15 | 0.87 |  | 14 | 80 | 80 | 66 | EF 95 | EF 60 | EF 60 | EF 74 | None | None | None | None | 0.000442 | 0.000364 | 8 | 10% | 6.5% | 5% | 3.25% | 30 | 44 | 19 | 13 | 0.3 | 0.25 |  | 15 | 92 | 95 | 70 | EF 200 | EF 67 | EF 70 | EF 82 | Wrap 5 ft | Valve | Valve & LF | Valve & TS
AC | Wall Furnace | Crawlspace | 6 | 7 | 1 | 78-92 | 1810 | 0.11502 | 0.00052 | 0.00052 | 3.67 | 26% | 19.5% | 26% | 19.5% | 11.48 | 11.48 | 5.96 | 10.25 | 1.15 | 0.87 |  | 11.4 | 80 | 80 | 62 | EF 86 | EF 59 | EF 59 | EF 52 | None | None | None | None | 0.00052 | 0.00052 | 3.67 | 26% | 19.5% | 26% | 19.5% | 11.48 | 11.48 | 5.96 | 10.25 | 1.15 | 0.87 |  | 14 | 80 | 80 | 66 | EF 95 | EF 60 | EF 60 | EF 74 | None | None | None | None | 0.000442 | 0.000364 | 8 | 10% | 7.5% | 5% | 3.75% | 30 | 44 | 19 | 13 | 0.3 | 0.25 |  | 15 | 92 | 95 | 70 | EF 200 | EF 67 | EF 70 | EF 82 | Wrap 5 ft | Valve | Valve & LF | Valve & TS
AC | Wall Furnace | Crawlspace | 6 | 7 | 2 | 78-92 | 2400 | 0.11502 | 0.00052 | 0.00052 | 3.67 | 26% | 16.9% | 26% | 16.9% | 11.48 | 11.48 | 5.96 | 10.25 | 1.15 | 0.87 |  | 11.4 | 80 | 80 | 62 | EF 86 | EF 59 | EF 59 | EF 52 | None | None | None | None | 0.00052 | 0.00052 | 3.67 | 26% | 16.9% | 26% | 16.9% | 11.48 | 11.48 | 5.96 | 10.25 | 1.15 | 0.87 |  | 14 | 80 | 80 | 66 | EF 95 | EF 60 | EF 60 | EF 74 | None | None | None | None | 0.000442 | 0.000364 | 8 | 10% | 6.5% | 5% | 3.25% | 30 | 44 | 19 | 13 | 0.3 | 0.25 |  | 15 | 92 | 95 | 70 | EF 200 | EF 67 | EF 70 | EF 82 | Wrap 5 ft | Valve | Valve & LF | Valve & TS
No AC | Wall Furnace | Slab-on-grade | 6 | 7 | 1 | 93-01 | 1910 | 0.2 | 0.00046 | 0.00046 | 4.26 | 22% | 16.5% | 22% | 16.5% | 16.55 | 16.55 | 5.96 | 10.25 | 0.67 | 0.79 |  | 11.4 | 80 | 80 | 62 | EF 86 | EF 59 | EF 59 | EF 52 | None | None | None | None | 0.00046 | 0.00046 | 4.26 | 22% | 16.5% | 22% | 16.5% | 16.55 | 16.55 | 5.96 | 10.25 | 0.67 | 0.79 |  | 14 | 80 | 80 | 66 | EF 95 | EF 60 | EF 60 | EF 74 | None | None | None | None | 0.000391 | 0.000322 | 8 | 10% | 7.5% | 5% | 3.75% | 30 | 44 | 19 | 13 | 0.3 | 0.25 |  | 15 | 92 | 95 | 70 | EF 200 | EF 67 | EF 70 | EF 82 | Wrap 5 ft | Valve | Valve & LF | Valve & TS
No AC | Wall Furnace | Slab-on-grade | 6 | 7 | 2 | 93-01 | 2730 | 0.2 | 0.00046 | 0.00046 | 4.26 | 22% | 14.3% | 22% | 14.3% | 16.55 | 16.55 | 5.96 | 10.25 | 0.67 | 0.79 |  | 11.4 | 80 | 80 | 62 | EF 86 | EF 59 | EF 59 | EF 52 | None | None | None | None | 0.00046 | 0.00046 | 4.26 | 22% | 14.3% | 22% | 14.3% | 16.55 | 16.55 | 5.96 | 10.25 | 0.67 | 0.79 |  | 14 | 80 | 80 | 66 | EF 95 | EF 60 | EF 60 | EF 74 | None | None | None | None | 0.000391 | 0.000322 | 8 | 10% | 6.5% | 5% | 3.25% | 30 | 44 | 19 | 13 | 0.3 | 0.25 |  | 15 | 92 | 95 | 70 | EF 200 | EF 67 | EF 70 | EF 82 | Wrap 5 ft | Valve | Valve & LF | Valve & TS
AC | Wall Furnace | Slab-on-grade | 6 | 7 | 1 | 93-01 | 1910 | 0.2 | 0.00046 | 0.00046 | 4.26 | 22% | 16.5% | 22% | 16.5% | 16.55 | 16.55 | 5.96 | 10.25 | 0.67 | 0.79 |  | 11.4 | 80 | 80 | 62 | EF 86 | EF 59 | EF 59 | EF 52 | None | None | None | None | 0.00046 | 0.00046 | 4.26 | 22% | 16.5% | 22% | 16.5% | 16.55 | 16.55 | 5.96 | 10.25 | 0.67 | 0.79 |  | 14 | 80 | 80 | 66 | EF 95 | EF 60 | EF 60 | EF 74 | None | None | None | None | 0.000391 | 0.000322 | 8 | 10% | 7.5% | 5% | 3.75% | 30 | 44 | 19 | 13 | 0.3 | 0.25 |  | 15 | 92 | 95 | 70 | EF 200 | EF 67 | EF 70 | EF 82 | Wrap 5 ft | Valve | Valve & LF | Valve & TS
AC | Wall Furnace | Slab-on-grade | 6 | 7 | 2 | 93-01 | 2730 | 0.2 | 0.00046 | 0.00046 | 4.26 | 22% | 14.3% | 22% | 14.3% | 16.55 | 16.55 | 5.96 | 10.25 | 0.67 | 0.79 |  | 11.4 | 80 | 80 | 62 | EF 86 | EF 59 | EF 59 | EF 52 | None | None | None | None | 0.00046 | 0.00046 | 4.26 | 22% | 14.3% | 22% | 14.3% | 16.55 | 16.55 | 5.96 | 10.25 | 0.67 | 0.79 |  | 14 | 80 | 80 | 66 | EF 95 | EF 60 | EF 60 | EF 74 | None | None | None | None | 0.000391 | 0.000322 | 8 | 10% | 6.5% | 5% | 3.25% | 30 | 44 | 19 | 13 | 0.3 | 0.25 |  | 15 | 92 | 95 | 70 | EF 200 | EF 67 | EF 70 | EF 82 | Wrap 5 ft | Valve | Valve & LF | Valve & TS
No AC | Wall Furnace | Crawlspace | 6 | 7 | 1 | 93-01 | 1910 | 0.2 | 0.00046 | 0.00046 | 4.26 | 22% | 16.5% | 22% | 16.5% | 16.55 | 16.55 | 5.96 | 10.25 | 0.67 | 0.79 |  | 11.4 | 80 | 80 | 62 | EF 86 | EF 59 | EF 59 | EF 52 | None | None | None | None | 0.00046 | 0.00046 | 4.26 | 22% | 16.5% | 22% | 16.5% | 16.55 | 16.55 | 5.96 | 10.25 | 0.67 | 0.79 |  | 14 | 80 | 80 | 66 | EF 95 | EF 60 | EF 60 | EF 74 | None | None | None | None | 0.000391 | 0.000322 | 8 | 10% | 7.5% | 5% | 3.75% | 30 | 44 | 19 | 13 | 0.3 | 0.25 |  | 15 | 92 | 95 | 70 | EF 200 | EF 67 | EF 70 | EF 82 | Wrap 5 ft | Valve | Valve & LF | Valve & TS
No AC | Wall Furnace | Crawlspace | 6 | 7 | 2 | 93-01 | 2730 | 0.2 | 0.00046 | 0.00046 | 4.26 | 22% | 14.3% | 22% | 14.3% | 16.55 | 16.55 | 5.96 | 10.25 | 0.67 | 0.79 |  | 11.4 | 80 | 80 | 62 | EF 86 | EF 59 | EF 59 | EF 52 | None | None | None | None | 0.00046 | 0.00046 | 4.26 | 22% | 14.3% | 22% | 14.3% | 16.55 | 16.55 | 5.96 | 10.25 | 0.67 | 0.79 |  | 14 | 80 | 80 | 66 | EF 95 | EF 60 | EF 60 | EF 74 | None | None | None | None | 0.000391 | 0.000322 | 8 | 10% | 6.5% | 5% | 3.25% | 30 | 44 | 19 | 13 | 0.3 | 0.25 |  | 15 | 92 | 95 | 70 | EF 200 | EF 67 | EF 70 | EF 82 | Wrap 5 ft | Valve | Valve & LF | Valve & TS
AC | Wall Furnace | Crawlspace | 6 | 7 | 1 | 93-01 | 1910 | 0.2 | 0.00046 | 0.00046 | 4.26 | 22% | 16.5% | 22% | 16.5% | 16.55 | 16.55 | 5.96 | 10.25 | 0.67 | 0.79 |  | 11.4 | 80 | 80 | 62 | EF 86 | EF 59 | EF 59 | EF 52 | None | None | None | None | 0.00046 | 0.00046 | 4.26 | 22% | 16.5% | 22% | 16.5% | 16.55 | 16.55 | 5.96 | 10.25 | 0.67 | 0.79 |  | 14 | 80 | 80 | 66 | EF 95 | EF 60 | EF 60 | EF 74 | None | None | None | None | 0.000391 | 0.000322 | 8 | 10% | 7.5% | 5% | 3.75% | 30 | 44 | 19 | 13 | 0.3 | 0.25 |  | 15 | 92 | 95 | 70 | EF 200 | EF 67 | EF 70 | EF 82 | Wrap 5 ft | Valve | Valve & LF | Valve & TS
AC | Wall Furnace | Crawlspace | 6 | 7 | 2 | 93-01 | 2730 | 0.2 | 0.00046 | 0.00046 | 4.26 | 22% | 14.3% | 22% | 14.3% | 16.55 | 16.55 | 5.96 | 10.25 | 0.67 | 0.79 |  | 11.4 | 80 | 80 | 62 | EF 86 | EF 59 | EF 59 | EF 52 | None | None | None | None | 0.00046 | 0.00046 | 4.26 | 22% | 14.3% | 22% | 14.3% | 16.55 | 16.55 | 5.96 | 10.25 | 0.67 | 0.79 |  | 14 | 80 | 80 | 66 | EF 95 | EF 60 | EF 60 | EF 74 | None | None | None | None | 0.000391 | 0.000322 | 8 | 10% | 6.5% | 5% | 3.25% | 30 | 44 | 19 | 13 | 0.3 | 0.25 |  | 15 | 92 | 95 | 70 | EF 200 | EF 67 | EF 70 | EF 82 | Wrap 5 ft | Valve | Valve & LF | Valve & TS
No AC | Furnace | Slab-on-grade | 7 | 7 | 1 | pre78 | 1600 | 0.14016 | 0.00071 | 0.00071 | 3.32 | 33% | 24.75% | 33% | 24.75% | 9.12 | 9.12 | 1.34 | 0.96 | 1.23 | 0.87 |  | 11.4 | 80 | 80 | 62 | EF 86 | EF 59 | EF 59 | EF 52 | None | None | None | None | 0.00071 | 0.00071 | 3.32 | 33% | 24.75% | 33% | 24.75% | 9.12 | 9.12 | 1.34 | 0.96 | 1.23 | 0.87 |  | 14 | 80 | 80 | 66 | EF 95 | EF 60 | EF 60 | EF 74 | None | None | None | None | 0.0006035 | 0.000497 | 8 | 10% | 7.5% | 5% | 3.75% | 30 | 44 | 19 | 13 | 0.3 | 0.25 |  | 15 | 92 | 95 | 70 | EF 200 | EF 67 | EF 70 | EF 82 | Wrap 5 ft | Valve | Valve & LF | Valve & TS
No AC | Furnace | Slab-on-grade | 7 | 7 | 2 | pre78 | 1990 | 0.14016 | 0.00071 | 0.00071 | 3.32 | 33% | 21.45% | 33% | 21.45% | 9.12 | 9.12 | 1.34 | 0.96 | 1.23 | 0.87 |  | 11.4 | 80 | 80 | 62 | EF 86 | EF 59 | EF 59 | EF 52 | None | None | None | None | 0.00071 | 0.00071 | 3.32 | 33% | 21.45% | 33% | 21.45% | 9.12 | 9.12 | 1.34 | 0.96 | 1.23 | 0.87 |  | 14 | 80 | 80 | 66 | EF 95 | EF 60 | EF 60 | EF 74 | None | None | None | None | 0.0006035 | 0.000497 | 8 | 10% | 6.5% | 5% | 3.25% | 30 | 44 | 19 | 13 | 0.3 | 0.25 |  | 15 | 92 | 95 | 70 | EF 200 | EF 67 | EF 70 | EF 82 | Wrap 5 ft | Valve | Valve & LF | Valve & TS
AC | Furnace | Slab-on-grade | 7 | 7 | 1 | pre78 | 1600 | 0.14016 | 0.00071 | 0.00071 | 3.32 | 33% | 24.75% | 33% | 24.75% | 9.12 | 9.12 | 1.34 | 0.96 | 1.23 | 0.87 |  | 11.4 | 80 | 80 | 62 | EF 86 | EF 59 | EF 59 | EF 52 | None | None | None | None | 0.00071 | 0.00071 | 3.32 | 33% | 24.75% | 33% | 24.75% | 9.12 | 9.12 | 1.34 | 0.96 | 1.23 | 0.87 |  | 14 | 80 | 80 | 66 | EF 95 | EF 60 | EF 60 | EF 74 | None | None | None | None | 0.0006035 | 0.000497 | 8 | 10% | 7.5% | 5% | 3.75% | 30 | 44 | 19 | 13 | 0.3 | 0.25 |  | 15 | 92 | 95 | 70 | EF 200 | EF 67 | EF 70 | EF 82 | Wrap 5 ft | Valve | Valve & LF | Valve & TS
AC | Furnace | Slab-on-grade | 7 | 7 | 2 | pre78 | 1990 | 0.14016 | 0.00071 | 0.00071 | 3.32 | 33% | 21.45% | 33% | 21.45% | 9.12 | 9.12 | 1.34 | 0.96 | 1.23 | 0.87 |  | 11.4 | 80 | 80 | 62 | EF 86 | EF 59 | EF 59 | EF 52 | None | None | None | None | 0.00071 | 0.00071 | 3.32 | 33% | 21.45% | 33% | 21.45% | 9.12 | 9.12 | 1.34 | 0.96 | 1.23 | 0.87 |  | 14 | 80 | 80 | 66 | EF 95 | EF 60 | EF 60 | EF 74 | None | None | None | None | 0.0006035 | 0.000497 | 8 | 10% | 6.5% | 5% | 3.25% | 30 | 44 | 19 | 13 | 0.3 | 0.25 |  | 15 | 92 | 95 | 70 | EF 200 | EF 67 | EF 70 | EF 82 | Wrap 5 ft | Valve | Valve & LF | Valve & TS
No AC | Furnace | Crawlspace | 7 | 7 | 1 | pre78 | 1600 | 0.14016 | 0.00071 | 0.00071 | 3.32 | 33% | 24.75% | 33% | 24.75% | 9.12 | 9.12 | 1.34 | 0.96 | 1.23 | 0.87 |  | 11.4 | 80 | 80 | 62 | EF 86 | EF 59 | EF 59 | EF 52 | None | None | None | None | 0.00071 | 0.00071 | 3.32 | 33% | 24.75% | 33% | 24.75% | 9.12 | 9.12 | 1.34 | 0.96 | 1.23 | 0.87 |  | 14 | 80 | 80 | 66 | EF 95 | EF 60 | EF 60 | EF 74 | None | None | None | None | 0.0006035 | 0.000497 | 8 | 10% | 7.5% | 5% | 3.75% | 30 | 44 | 19 | 13 | 0.3 | 0.25 |  | 15 | 92 | 95 | 70 | EF 200 | EF 67 | EF 70 | EF 82 | Wrap 5 ft | Valve | Valve & LF | Valve & TS
No AC | Furnace | Crawlspace | 7 | 7 | 2 | pre78 | 1990 | 0.14016 | 0.00071 | 0.00071 | 3.32 | 33% | 21.45% | 33% | 21.45% | 9.12 | 9.12 | 1.34 | 0.96 | 1.23 | 0.87 |  | 11.4 | 80 | 80 | 62 | EF 86 | EF 59 | EF 59 | EF 52 | None | None | None | None | 0.00071 | 0.00071 | 3.32 | 33% | 21.45% | 33% | 21.45% | 9.12 | 9.12 | 1.34 | 0.96 | 1.23 | 0.87 |  | 14 | 80 | 80 | 66 | EF 95 | EF 60 | EF 60 | EF 74 | None | None | None | None | 0.0006035 | 0.000497 | 8 | 10% | 6.5% | 5% | 3.25% | 30 | 44 | 19 | 13 | 0.3 | 0.25 |  | 15 | 92 | 95 | 70 | EF 200 | EF 67 | EF 70 | EF 82 | Wrap 5 ft | Valve | Valve & LF | Valve & TS
AC | Furnace | Crawlspace | 7 | 7 | 1 | pre78 | 1600 | 0.14016 | 0.00071 | 0.00071 | 3.32 | 33% | 24.75% | 33% | 24.75% | 9.12 | 9.12 | 1.34 | 0.96 | 1.23 | 0.87 |  | 11.4 | 80 | 80 | 62 | EF 86 | EF 59 | EF 59 | EF 52 | None | None | None | None | 0.00071 | 0.00071 | 3.32 | 33% | 24.75% | 33% | 24.75% | 9.12 | 9.12 | 1.34 | 0.96 | 1.23 | 0.87 |  | 14 | 80 | 80 | 66 | EF 95 | EF 60 | EF 60 | EF 74 | None | None | None | None | 0.0006035 | 0.000497 | 8 | 10% | 7.5% | 5% | 3.75% | 30 | 44 | 19 | 13 | 0.3 | 0.25 |  | 15 | 92 | 95 | 70 | EF 200 | EF 67 | EF 70 | EF 82 | Wrap 5 ft | Valve | Valve & LF | Valve & TS
AC | Furnace | Crawlspace | 7 | 7 | 2 | pre78 | 1990 | 0.14016 | 0.00071 | 0.00071 | 3.32 | 33% | 21.45% | 33% | 21.45% | 9.12 | 9.12 | 1.34 | 0.96 | 1.23 | 0.87 |  | 11.4 | 80 | 80 | 62 | EF 86 | EF 59 | EF 59 | EF 52 | None | None | None | None | 0.00071 | 0.00071 | 3.32 | 33% | 21.45% | 33% | 21.45% | 9.12 | 9.12 | 1.34 | 0.96 | 1.23 | 0.87 |  | 14 | 80 | 80 | 66 | EF 95 | EF 60 | EF 60 | EF 74 | None | None | None | None | 0.0006035 | 0.000497 | 8 | 10% | 6.5% | 5% | 3.25% | 30 | 44 | 19 | 13 | 0.3 | 0.25 |  | 15 | 92 | 95 | 70 | EF 200 | EF 67 | EF 70 | EF 82 | Wrap 5 ft | Valve | Valve & LF | Valve & TS
No AC | Furnace | Slab-on-grade | 7 | 7 | 1 | 78-92 | 1810 | 0.11502 | 0.00052 | 0.00052 | 3.67 | 26% | 19.5% | 26% | 19.5% | 11.48 | 11.48 | 5.96 | 10.25 | 1.15 | 0.87 |  | 11.4 | 80 | 80 | 62 | EF 86 | EF 59 | EF 59 | EF 52 | None | None | None | None | 0.00052 | 0.00052 | 3.67 | 26% | 19.5% | 26% | 19.5% | 11.48 | 11.48 | 5.96 | 10.25 | 1.15 | 0.87 |  | 14 | 80 | 80 | 66 | EF 95 | EF 60 | EF 60 | EF 74 | None | None | None | None | 0.000442 | 0.000364 | 8 | 10% | 7.5% | 5% | 3.75% | 30 | 44 | 19 | 13 | 0.3 | 0.25 |  | 15 | 92 | 95 | 70 | EF 200 | EF 67 | EF 70 | EF 82 | Wrap 5 ft | Valve | Valve & LF | Valve & TS
No AC | Furnace | Slab-on-grade | 7 | 7 | 2 | 78-92 | 2400 | 0.11502 | 0.00052 | 0.00052 | 3.67 | 26% | 16.9% | 26% | 16.9% | 11.48 | 11.48 | 5.96 | 10.25 | 1.15 | 0.87 |  | 11.4 | 80 | 80 | 62 | EF 86 | EF 59 | EF 59 | EF 52 | None | None | None | None | 0.00052 | 0.00052 | 3.67 | 26% | 16.9% | 26% | 16.9% | 11.48 | 11.48 | 5.96 | 10.25 | 1.15 | 0.87 |  | 14 | 80 | 80 | 66 | EF 95 | EF 60 | EF 60 | EF 74 | None | None | None | None | 0.000442 | 0.000364 | 8 | 10% | 6.5% | 5% | 3.25% | 30 | 44 | 19 | 13 | 0.3 | 0.25 |  | 15 | 92 | 95 | 70 | EF 200 | EF 67 | EF 70 | EF 82 | Wrap 5 ft | Valve | Valve & LF | Valve & TS
AC | Furnace | Slab-on-grade | 7 | 7 | 1 | 78-92 | 1810 | 0.11502 | 0.00052 | 0.00052 | 3.67 | 26% | 19.5% | 26% | 19.5% | 11.48 | 11.48 | 5.96 | 10.25 | 1.15 | 0.87 |  | 11.4 | 80 | 80 | 62 | EF 86 | EF 59 | EF 59 | EF 52 | None | None | None | None | 0.00052 | 0.00052 | 3.67 | 26% | 19.5% | 26% | 19.5% | 11.48 | 11.48 | 5.96 | 10.25 | 1.15 | 0.87 |  | 14 | 80 | 80 | 66 | EF 95 | EF 60 | EF 60 | EF 74 | None | None | None | None | 0.000442 | 0.000364 | 8 | 10% | 7.5% | 5% | 3.75% | 30 | 44 | 19 | 13 | 0.3 | 0.25 |  | 15 | 92 | 95 | 70 | EF 200 | EF 67 | EF 70 | EF 82 | Wrap 5 ft | Valve | Valve & LF | Valve & TS
AC | Furnace | Slab-on-grade | 7 | 7 | 2 | 78-92 | 2400 | 0.11502 | 0.00052 | 0.00052 | 3.67 | 26% | 16.9% | 26% | 16.9% | 11.48 | 11.48 | 5.96 | 10.25 | 1.15 | 0.87 |  | 11.4 | 80 | 80 | 62 | EF 86 | EF 59 | EF 59 | EF 52 | None | None | None | None | 0.00052 | 0.00052 | 3.67 | 26% | 16.9% | 26% | 16.9% | 11.48 | 11.48 | 5.96 | 10.25 | 1.15 | 0.87 |  | 14 | 80 | 80 | 66 | EF 95 | EF 60 | EF 60 | EF 74 | None | None | None | None | 0.000442 | 0.000364 | 8 | 10% | 6.5% | 5% | 3.25% | 30 | 44 | 19 | 13 | 0.3 | 0.25 |  | 15 | 92 | 95 | 70 | EF 200 | EF 67 | EF 70 | EF 82 | Wrap 5 ft | Valve | Valve & LF | Valve & TS
No AC | Furnace | Crawlspace | 7 | 7 | 1 | 78-92 | 1810 | 0.11502 | 0.00052 | 0.00052 | 3.67 | 26% | 19.5% | 26% | 19.5% | 11.48 | 11.48 | 5.96 | 10.25 | 1.15 | 0.87 |  | 11.4 | 80 | 80 | 62 | EF 86 | EF 59 | EF 59 | EF 52 | None | None | None | None | 0.00052 | 0.00052 | 3.67 | 26% | 19.5% | 26% | 19.5% | 11.48 | 11.48 | 5.96 | 10.25 | 1.15 | 0.87 |  | 14 | 80 | 80 | 66 | EF 95 | EF 60 | EF 60 | EF 74 | None | None | None | None | 0.000442 | 0.000364 | 8 | 10% | 7.5% | 5% | 3.75% | 30 | 44 | 19 | 13 | 0.3 | 0.25 |  | 15 | 92 | 95 | 70 | EF 200 | EF 67 | EF 70 | EF 82 | Wrap 5 ft | Valve | Valve & LF | Valve & TS
No AC | Furnace | Crawlspace | 7 | 7 | 2 | 78-92 | 2400 | 0.11502 | 0.00052 | 0.00052 | 3.67 | 26% | 16.9% | 26% | 16.9% | 11.48 | 11.48 | 5.96 | 10.25 | 1.15 | 0.87 |  | 11.4 | 80 | 80 | 62 | EF 86 | EF 59 | EF 59 | EF 52 | None | None | None | None | 0.00052 | 0.00052 | 3.67 | 26% | 16.9% | 26% | 16.9% | 11.48 | 11.48 | 5.96 | 10.25 | 1.15 | 0.87 |  | 14 | 80 | 80 | 66 | EF 95 | EF 60 | EF 60 | EF 74 | None | None | None | None | 0.000442 | 0.000364 | 8 | 10% | 6.5% | 5% | 3.25% | 30 | 44 | 19 | 13 | 0.3 | 0.25 |  | 15 | 92 | 95 | 70 | EF 200 | EF 67 | EF 70 | EF 82 | Wrap 5 ft | Valve | Valve & LF | Valve & TS
AC | Furnace | Crawlspace | 7 | 7 | 1 | 78-92 | 1810 | 0.11502 | 0.00052 | 0.00052 | 3.67 | 26% | 19.5% | 26% | 19.5% | 11.48 | 11.48 | 5.96 | 10.25 | 1.15 | 0.87 |  | 11.4 | 80 | 80 | 62 | EF 86 | EF 59 | EF 59 | EF 52 | None | None | None | None | 0.00052 | 0.00052 | 3.67 | 26% | 19.5% | 26% | 19.5% | 11.48 | 11.48 | 5.96 | 10.25 | 1.15 | 0.87 |  | 14 | 80 | 80 | 66 | EF 95 | EF 60 | EF 60 | EF 74 | None | None | None | None | 0.000442 | 0.000364 | 8 | 10% | 7.5% | 5% | 3.75% | 30 | 44 | 19 | 13 | 0.3 | 0.25 |  | 15 | 92 | 95 | 70 | EF 200 | EF 67 | EF 70 | EF 82 | Wrap 5 ft | Valve | Valve & LF | Valve & TS
AC | Furnace | Crawlspace | 7 | 7 | 2 | 78-92 | 2400 | 0.11502 | 0.00052 | 0.00052 | 3.67 | 26% | 16.9% | 26% | 16.9% | 11.48 | 11.48 | 5.96 | 10.25 | 1.15 | 0.87 |  | 11.4 | 80 | 80 | 62 | EF 86 | EF 59 | EF 59 | EF 52 | None | None | None | None | 0.00052 | 0.00052 | 3.67 | 26% | 16.9% | 26% | 16.9% | 11.48 | 11.48 | 5.96 | 10.25 | 1.15 | 0.87 |  | 14 | 80 | 80 | 66 | EF 95 | EF 60 | EF 60 | EF 74 | None | None | None | None | 0.000442 | 0.000364 | 8 | 10% | 6.5% | 5% | 3.25% | 30 | 44 | 19 | 13 | 0.3 | 0.25 |  | 15 | 92 | 95 | 70 | EF 200 | EF 67 | EF 70 | EF 82 | Wrap 5 ft | Valve | Valve & LF | Valve & TS
No AC | Furnace | Slab-on-grade | 7 | 7 | 1 | 93-01 | 1910 | 0.2 | 0.00046 | 0.00046 | 4.26 | 22% | 16.5% | 22% | 16.5% | 16.55 | 16.55 | 5.96 | 10.25 | 0.67 | 0.79 |  | 11.4 | 80 | 80 | 62 | EF 86 | EF 59 | EF 59 | EF 52 | None | None | None | None | 0.00046 | 0.00046 | 4.26 | 22% | 16.5% | 22% | 16.5% | 16.55 | 16.55 | 5.96 | 10.25 | 0.67 | 0.79 |  | 14 | 80 | 80 | 66 | EF 95 | EF 60 | EF 60 | EF 74 | None | None | None | None | 0.000391 | 0.000322 | 8 | 10% | 7.5% | 5% | 3.75% | 30 | 44 | 19 | 13 | 0.3 | 0.25 |  | 15 | 92 | 95 | 70 | EF 200 | EF 67 | EF 70 | EF 82 | Wrap 5 ft | Valve | Valve & LF | Valve & TS
No AC | Furnace | Slab-on-grade | 7 | 7 | 2 | 93-01 | 2730 | 0.2 | 0.00046 | 0.00046 | 4.26 | 22% | 14.3% | 22% | 14.3% | 16.55 | 16.55 | 5.96 | 10.25 | 0.67 | 0.79 |  | 11.4 | 80 | 80 | 62 | EF 86 | EF 59 | EF 59 | EF 52 | None | None | None | None | 0.00046 | 0.00046 | 4.26 | 22% | 14.3% | 22% | 14.3% | 16.55 | 16.55 | 5.96 | 10.25 | 0.67 | 0.79 |  | 14 | 80 | 80 | 66 | EF 95 | EF 60 | EF 60 | EF 74 | None | None | None | None | 0.000391 | 0.000322 | 8 | 10% | 6.5% | 5% | 3.25% | 30 | 44 | 19 | 13 | 0.3 | 0.25 |  | 15 | 92 | 95 | 70 | EF 200 | EF 67 | EF 70 | EF 82 | Wrap 5 ft | Valve | Valve & LF | Valve & TS
AC | Furnace | Slab-on-grade | 7 | 7 | 1 | 93-01 | 1910 | 0.2 | 0.00046 | 0.00046 | 4.26 | 22% | 16.5% | 22% | 16.5% | 16.55 | 16.55 | 5.96 | 10.25 | 0.67 | 0.79 |  | 11.4 | 80 | 80 | 62 | EF 86 | EF 59 | EF 59 | EF 52 | None | None | None | None | 0.00046 | 0.00046 | 4.26 | 22% | 16.5% | 22% | 16.5% | 16.55 | 16.55 | 5.96 | 10.25 | 0.67 | 0.79 |  | 14 | 80 | 80 | 66 | EF 95 | EF 60 | EF 60 | EF 74 | None | None | None | None | 0.000391 | 0.000322 | 8 | 10% | 7.5% | 5% | 3.75% | 30 | 44 | 19 | 13 | 0.3 | 0.25 |  | 15 | 92 | 95 | 70 | EF 200 | EF 67 | EF 70 | EF 82 | Wrap 5 ft | Valve | Valve & LF | Valve & TS
AC | Furnace | Slab-on-grade | 7 | 7 | 2 | 93-01 | 2730 | 0.2 | 0.00046 | 0.00046 | 4.26 | 22% | 14.3% | 22% | 14.3% | 16.55 | 16.55 | 5.96 | 10.25 | 0.67 | 0.79 |  | 11.4 | 80 | 80 | 62 | EF 86 | EF 59 | EF 59 | EF 52 | None | None | None | None | 0.00046 | 0.00046 | 4.26 | 22% | 14.3% | 22% | 14.3% | 16.55 | 16.55 | 5.96 | 10.25 | 0.67 | 0.79 |  | 14 | 80 | 80 | 66 | EF 95 | EF 60 | EF 60 | EF 74 | None | None | None | None | 0.000391 | 0.000322 | 8 | 10% | 6.5% | 5% | 3.25% | 30 | 44 | 19 | 13 | 0.3 | 0.25 |  | 15 | 92 | 95 | 70 | EF 200 | EF 67 | EF 70 | EF 82 | Wrap 5 ft | Valve | Valve & LF | Valve & TS
No AC | Furnace | Crawlspace | 7 | 7 | 1 | 93-01 | 1910 | 0.2 | 0.00046 | 0.00046 | 4.26 | 22% | 16.5% | 22% | 16.5% | 16.55 | 16.55 | 5.96 | 10.25 | 0.67 | 0.79 |  | 11.4 | 80 | 80 | 62 | EF 86 | EF 59 | EF 59 | EF 52 | None | None | None | None | 0.00046 | 0.00046 | 4.26 | 22% | 16.5% | 22% | 16.5% | 16.55 | 16.55 | 5.96 | 10.25 | 0.67 | 0.79 |  | 14 | 80 | 80 | 66 | EF 95 | EF 60 | EF 60 | EF 74 | None | None | None | None | 0.000391 | 0.000322 | 8 | 10% | 7.5% | 5% | 3.75% | 30 | 44 | 19 | 13 | 0.3 | 0.25 |  | 15 | 92 | 95 | 70 | EF 200 | EF 67 | EF 70 | EF 82 | Wrap 5 ft | Valve | Valve & LF | Valve & TS
No AC | Furnace | Crawlspace | 7 | 7 | 2 | 93-01 | 2730 | 0.2 | 0.00046 | 0.00046 | 4.26 | 22% | 14.3% | 22% | 14.3% | 16.55 | 16.55 | 5.96 | 10.25 | 0.67 | 0.79 |  | 11.4 | 80 | 80 | 62 | EF 86 | EF 59 | EF 59 | EF 52 | None | None | None | None | 0.00046 | 0.00046 | 4.26 | 22% | 14.3% | 22% | 14.3% | 16.55 | 16.55 | 5.96 | 10.25 | 0.67 | 0.79 |  | 14 | 80 | 80 | 66 | EF 95 | EF 60 | EF 60 | EF 74 | None | None | None | None | 0.000391 | 0.000322 | 8 | 10% | 6.5% | 5% | 3.25% | 30 | 44 | 19 | 13 | 0.3 | 0.25 |  | 15 | 92 | 95 | 70 | EF 200 | EF 67 | EF 70 | EF 82 | Wrap 5 ft | Valve | Valve & LF | Valve & TS
AC | Furnace | Crawlspace | 7 | 7 | 1 | 93-01 | 1910 | 0.2 | 0.00046 | 0.00046 | 4.26 | 22% | 16.5% | 22% | 16.5% | 16.55 | 16.55 | 5.96 | 10.25 | 0.67 | 0.79 |  | 11.4 | 80 | 80 | 62 | EF 86 | EF 59 | EF 59 | EF 52 | None | None | None | None | 0.00046 | 0.00046 | 4.26 | 22% | 16.5% | 22% | 16.5% | 16.55 | 16.55 | 5.96 | 10.25 | 0.67 | 0.79 |  | 14 | 80 | 80 | 66 | EF 95 | EF 60 | EF 60 | EF 74 | None | None | None | None | 0.000391 | 0.000322 | 8 | 10% | 7.5% | 5% | 3.75% | 30 | 44 | 19 | 13 | 0.3 | 0.25 |  | 15 | 92 | 95 | 70 | EF 200 | EF 67 | EF 70 | EF 82 | Wrap 5 ft | Valve | Valve & LF | Valve & TS
AC | Furnace | Crawlspace | 7 | 7 | 2 | 93-01 | 2730 | 0.2 | 0.00046 | 0.00046 | 4.26 | 22% | 14.3% | 22% | 14.3% | 16.55 | 16.55 | 5.96 | 10.25 | 0.67 | 0.79 |  | 11.4 | 80 | 80 | 62 | EF 86 | EF 59 | EF 59 | EF 52 | None | None | None | None | 0.00046 | 0.00046 | 4.26 | 22% | 14.3% | 22% | 14.3% | 16.55 | 16.55 | 5.96 | 10.25 | 0.67 | 0.79 |  | 14 | 80 | 80 | 66 | EF 95 | EF 60 | EF 60 | EF 74 | None | None | None | None | 0.000391 | 0.000322 | 8 | 10% | 6.5% | 5% | 3.25% | 30 | 44 | 19 | 13 | 0.3 | 0.25 |  | 15 | 92 | 95 | 70 | EF 200 | EF 67 | EF 70 | EF 82 | Wrap 5 ft | Valve | Valve & LF | Valve & TS
No AC | Wall Furnace | Slab-on-grade | 7 | 7 | 1 | pre78 | 1600 | 0.14016 | 0.00071 | 0.00071 | 3.32 | 33% | 24.75% | 33% | 24.75% | 9.12 | 9.12 | 1.34 | 0.96 | 1.23 | 0.87 |  | 11.4 | 80 | 80 | 62 | EF 86 | EF 59 | EF 59 | EF 52 | None | None | None | None | 0.00071 | 0.00071 | 3.32 | 33% | 24.75% | 33% | 24.75% | 9.12 | 9.12 | 1.34 | 0.96 | 1.23 | 0.87 |  | 14 | 80 | 80 | 66 | EF 95 | EF 60 | EF 60 | EF 74 | None | None | None | None | 0.0006035 | 0.000497 | 8 | 10% | 7.5% | 5% | 3.75% | 30 | 44 | 19 | 13 | 0.3 | 0.25 |  | 15 | 92 | 95 | 70 | EF 200 | EF 67 | EF 70 | EF 82 | Wrap 5 ft | Valve | Valve & LF | Valve & TS
No AC | Wall Furnace | Slab-on-grade | 7 | 7 | 2 | pre78 | 1990 | 0.14016 | 0.00071 | 0.00071 | 3.32 | 33% | 21.45% | 33% | 21.45% | 9.12 | 9.12 | 1.34 | 0.96 | 1.23 | 0.87 |  | 11.4 | 80 | 80 | 62 | EF 86 | EF 59 | EF 59 | EF 52 | None | None | None | None | 0.00071 | 0.00071 | 3.32 | 33% | 21.45% | 33% | 21.45% | 9.12 | 9.12 | 1.34 | 0.96 | 1.23 | 0.87 |  | 14 | 80 | 80 | 66 | EF 95 | EF 60 | EF 60 | EF 74 | None | None | None | None | 0.0006035 | 0.000497 | 8 | 10% | 6.5% | 5% | 3.25% | 30 | 44 | 19 | 13 | 0.3 | 0.25 |  | 15 | 92 | 95 | 70 | EF 200 | EF 67 | EF 70 | EF 82 | Wrap 5 ft | Valve | Valve & LF | Valve & TS
AC | Wall Furnace | Slab-on-grade | 7 | 7 | 1 | pre78 | 1600 | 0.14016 | 0.00071 | 0.00071 | 3.32 | 33% | 24.75% | 33% | 24.75% | 9.12 | 9.12 | 1.34 | 0.96 | 1.23 | 0.87 |  | 11.4 | 80 | 80 | 62 | EF 86 | EF 59 | EF 59 | EF 52 | None | None | None | None | 0.00071 | 0.00071 | 3.32 | 33% | 24.75% | 33% | 24.75% | 9.12 | 9.12 | 1.34 | 0.96 | 1.23 | 0.87 |  | 14 | 80 | 80 | 66 | EF 95 | EF 60 | EF 60 | EF 74 | None | None | None | None | 0.0006035 | 0.000497 | 8 | 10% | 7.5% | 5% | 3.75% | 30 | 44 | 19 | 13 | 0.3 | 0.25 |  | 15 | 92 | 95 | 70 | EF 200 | EF 67 | EF 70 | EF 82 | Wrap 5 ft | Valve | Valve & LF | Valve & TS
AC | Wall Furnace | Slab-on-grade | 7 | 7 | 2 | pre78 | 1990 | 0.14016 | 0.00071 | 0.00071 | 3.32 | 33% | 21.45% | 33% | 21.45% | 9.12 | 9.12 | 1.34 | 0.96 | 1.23 | 0.87 |  | 11.4 | 80 | 80 | 62 | EF 86 | EF 59 | EF 59 | EF 52 | None | None | None | None | 0.00071 | 0.00071 | 3.32 | 33% | 21.45% | 33% | 21.45% | 9.12 | 9.12 | 1.34 | 0.96 | 1.23 | 0.87 |  | 14 | 80 | 80 | 66 | EF 95 | EF 60 | EF 60 | EF 74 | None | None | None | None | 0.0006035 | 0.000497 | 8 | 10% | 6.5% | 5% | 3.25% | 30 | 44 | 19 | 13 | 0.3 | 0.25 |  | 15 | 92 | 95 | 70 | EF 200 | EF 67 | EF 70 | EF 82 | Wrap 5 ft | Valve | Valve & LF | Valve & TS
No AC | Wall Furnace | Crawlspace | 7 | 7 | 1 | pre78 | 1600 | 0.14016 | 0.00071 | 0.00071 | 3.32 | 33% | 24.75% | 33% | 24.75% | 9.12 | 9.12 | 1.34 | 0.96 | 1.23 | 0.87 |  | 11.4 | 80 | 80 | 62 | EF 86 | EF 59 | EF 59 | EF 52 | None | None | None | None | 0.00071 | 0.00071 | 3.32 | 33% | 24.75% | 33% | 24.75% | 9.12 | 9.12 | 1.34 | 0.96 | 1.23 | 0.87 |  | 14 | 80 | 80 | 66 | EF 95 | EF 60 | EF 60 | EF 74 | None | None | None | None | 0.0006035 | 0.000497 | 8 | 10% | 7.5% | 5% | 3.75% | 30 | 44 | 19 | 13 | 0.3 | 0.25 |  | 15 | 92 | 95 | 70 | EF 200 | EF 67 | EF 70 | EF 82 | Wrap 5 ft | Valve | Valve & LF | Valve & TS
No AC | Wall Furnace | Crawlspace | 7 | 7 | 2 | pre78 | 1990 | 0.14016 | 0.00071 | 0.00071 | 3.32 | 33% | 21.45% | 33% | 21.45% | 9.12 | 9.12 | 1.34 | 0.96 | 1.23 | 0.87 |  | 11.4 | 80 | 80 | 62 | EF 86 | EF 59 | EF 59 | EF 52 | None | None | None | None | 0.00071 | 0.00071 | 3.32 | 33% | 21.45% | 33% | 21.45% | 9.12 | 9.12 | 1.34 | 0.96 | 1.23 | 0.87 |  | 14 | 80 | 80 | 66 | EF 95 | EF 60 | EF 60 | EF 74 | None | None | None | None | 0.0006035 | 0.000497 | 8 | 10% | 6.5% | 5% | 3.25% | 30 | 44 | 19 | 13 | 0.3 | 0.25 |  | 15 | 92 | 95 | 70 | EF 200 | EF 67 | EF 70 | EF 82 | Wrap 5 ft | Valve | Valve & LF | Valve & TS
AC | Wall Furnace | Crawlspace | 7 | 7 | 1 | pre78 | 1600 | 0.14016 | 0.00071 | 0.00071 | 3.32 | 33% | 24.75% | 33% | 24.75% | 9.12 | 9.12 | 1.34 | 0.96 | 1.23 | 0.87 |  | 11.4 | 80 | 80 | 62 | EF 86 | EF 59 | EF 59 | EF 52 | None | None | None | None | 0.00071 | 0.00071 | 3.32 | 33% | 24.75% | 33% | 24.75% | 9.12 | 9.12 | 1.34 | 0.96 | 1.23 | 0.87 |  | 14 | 80 | 80 | 66 | EF 95 | EF 60 | EF 60 | EF 74 | None | None | None | None | 0.0006035 | 0.000497 | 8 | 10% | 7.5% | 5% | 3.75% | 30 | 44 | 19 | 13 | 0.3 | 0.25 |  | 15 | 92 | 95 | 70 | EF 200 | EF 67 | EF 70 | EF 82 | Wrap 5 ft | Valve | Valve & LF | Valve & TS
AC | Wall Furnace | Crawlspace | 7 | 7 | 2 | pre78 | 1990 | 0.14016 | 0.00071 | 0.00071 | 3.32 | 33% | 21.45% | 33% | 21.45% | 9.12 | 9.12 | 1.34 | 0.96 | 1.23 | 0.87 |  | 11.4 | 80 | 80 | 62 | EF 86 | EF 59 | EF 59 | EF 52 | None | None | None | None | 0.00071 | 0.00071 | 3.32 | 33% | 21.45% | 33% | 21.45% | 9.12 | 9.12 | 1.34 | 0.96 | 1.23 | 0.87 |  | 14 | 80 | 80 | 66 | EF 95 | EF 60 | EF 60 | EF 74 | None | None | None | None | 0.0006035 | 0.000497 | 8 | 10% | 6.5% | 5% | 3.25% | 30 | 44 | 19 | 13 | 0.3 | 0.25 |  | 15 | 92 | 95 | 70 | EF 200 | EF 67 | EF 70 | EF 82 | Wrap 5 ft | Valve | Valve & LF | Valve & TS
No AC | Wall Furnace | Slab-on-grade | 7 | 7 | 1 | 78-92 | 1810 | 0.11502 | 0.00052 | 0.00052 | 3.67 | 26% | 19.5% | 26% | 19.5% | 11.48 | 11.48 | 5.96 | 10.25 | 1.15 | 0.87 |  | 11.4 | 80 | 80 | 62 | EF 86 | EF 59 | EF 59 | EF 52 | None | None | None | None | 0.00052 | 0.00052 | 3.67 | 26% | 19.5% | 26% | 19.5% | 11.48 | 11.48 | 5.96 | 10.25 | 1.15 | 0.87 |  | 14 | 80 | 80 | 66 | EF 95 | EF 60 | EF 60 | EF 74 | None | None | None | None | 0.000442 | 0.000364 | 8 | 10% | 7.5% | 5% | 3.75% | 30 | 44 | 19 | 13 | 0.3 | 0.25 |  | 15 | 92 | 95 | 70 | EF 200 | EF 67 | EF 70 | EF 82 | Wrap 5 ft | Valve | Valve & LF | Valve & TS
No AC | Wall Furnace | Slab-on-grade | 7 | 7 | 2 | 78-92 | 2400 | 0.11502 | 0.00052 | 0.00052 | 3.67 | 26% | 16.9% | 26% | 16.9% | 11.48 | 11.48 | 5.96 | 10.25 | 1.15 | 0.87 |  | 11.4 | 80 | 80 | 62 | EF 86 | EF 59 | EF 59 | EF 52 | None | None | None | None | 0.00052 | 0.00052 | 3.67 | 26% | 16.9% | 26% | 16.9% | 11.48 | 11.48 | 5.96 | 10.25 | 1.15 | 0.87 |  | 14 | 80 | 80 | 66 | EF 95 | EF 60 | EF 60 | EF 74 | None | None | None | None | 0.000442 | 0.000364 | 8 | 10% | 6.5% | 5% | 3.25% | 30 | 44 | 19 | 13 | 0.3 | 0.25 |  | 15 | 92 | 95 | 70 | EF 200 | EF 67 | EF 70 | EF 82 | Wrap 5 ft | Valve | Valve & LF | Valve & TS
AC | Wall Furnace | Slab-on-grade | 7 | 7 | 1 | 78-92 | 1810 | 0.11502 | 0.00052 | 0.00052 | 3.67 | 26% | 19.5% | 26% | 19.5% | 11.48 | 11.48 | 5.96 | 10.25 | 1.15 | 0.87 |  | 11.4 | 80 | 80 | 62 | EF 86 | EF 59 | EF 59 | EF 52 | None | None | None | None | 0.00052 | 0.00052 | 3.67 | 26% | 19.5% | 26% | 19.5% | 11.48 | 11.48 | 5.96 | 10.25 | 1.15 | 0.87 |  | 14 | 80 | 80 | 66 | EF 95 | EF 60 | EF 60 | EF 74 | None | None | None | None | 0.000442 | 0.000364 | 8 | 10% | 7.5% | 5% | 3.75% | 30 | 44 | 19 | 13 | 0.3 | 0.25 |  | 15 | 92 | 95 | 70 | EF 200 | EF 67 | EF 70 | EF 82 | Wrap 5 ft | Valve | Valve & LF | Valve & TS
AC | Wall Furnace | Slab-on-grade | 7 | 7 | 2 | 78-92 | 2400 | 0.11502 | 0.00052 | 0.00052 | 3.67 | 26% | 16.9% | 26% | 16.9% | 11.48 | 11.48 | 5.96 | 10.25 | 1.15 | 0.87 |  | 11.4 | 80 | 80 | 62 | EF 86 | EF 59 | EF 59 | EF 52 | None | None | None | None | 0.00052 | 0.00052 | 3.67 | 26% | 16.9% | 26% | 16.9% | 11.48 | 11.48 | 5.96 | 10.25 | 1.15 | 0.87 |  | 14 | 80 | 80 | 66 | EF 95 | EF 60 | EF 60 | EF 74 | None | None | None | None | 0.000442 | 0.000364 | 8 | 10% | 6.5% | 5% | 3.25% | 30 | 44 | 19 | 13 | 0.3 | 0.25 |  | 15 | 92 | 95 | 70 | EF 200 | EF 67 | EF 70 | EF 82 | Wrap 5 ft | Valve | Valve & LF | Valve & TS
No AC | Wall Furnace | Crawlspace | 7 | 7 | 1 | 78-92 | 1810 | 0.11502 | 0.00052 | 0.00052 | 3.67 | 26% | 19.5% | 26% | 19.5% | 11.48 | 11.48 | 5.96 | 10.25 | 1.15 | 0.87 |  | 11.4 | 80 | 80 | 62 | EF 86 | EF 59 | EF 59 | EF 52 | None | None | None | None | 0.00052 | 0.00052 | 3.67 | 26% | 19.5% | 26% | 19.5% | 11.48 | 11.48 | 5.96 | 10.25 | 1.15 | 0.87 |  | 14 | 80 | 80 | 66 | EF 95 | EF 60 | EF 60 | EF 74 | None | None | None | None | 0.000442 | 0.000364 | 8 | 10% | 7.5% | 5% | 3.75% | 30 | 44 | 19 | 13 | 0.3 | 0.25 |  | 15 | 92 | 95 | 70 | EF 200 | EF 67 | EF 70 | EF 82 | Wrap 5 ft | Valve | Valve & LF | Valve & TS
No AC | Wall Furnace | Crawlspace | 7 | 7 | 2 | 78-92 | 2400 | 0.11502 | 0.00052 | 0.00052 | 3.67 | 26% | 16.9% | 26% | 16.9% | 11.48 | 11.48 | 5.96 | 10.25 | 1.15 | 0.87 |  | 11.4 | 80 | 80 | 62 | EF 86 | EF 59 | EF 59 | EF 52 | None | None | None | None | 0.00052 | 0.00052 | 3.67 | 26% | 16.9% | 26% | 16.9% | 11.48 | 11.48 | 5.96 | 10.25 | 1.15 | 0.87 |  | 14 | 80 | 80 | 66 | EF 95 | EF 60 | EF 60 | EF 74 | None | None | None | None | 0.000442 | 0.000364 | 8 | 10% | 6.5% | 5% | 3.25% | 30 | 44 | 19 | 13 | 0.3 | 0.25 |  | 15 | 92 | 95 | 70 | EF 200 | EF 67 | EF 70 | EF 82 | Wrap 5 ft | Valve | Valve & LF | Valve & TS
AC | Wall Furnace | Crawlspace | 7 | 7 | 1 | 78-92 | 1810 | 0.11502 | 0.00052 | 0.00052 | 3.67 | 26% | 19.5% | 26% | 19.5% | 11.48 | 11.48 | 5.96 | 10.25 | 1.15 | 0.87 |  | 11.4 | 80 | 80 | 62 | EF 86 | EF 59 | EF 59 | EF 52 | None | None | None | None | 0.00052 | 0.00052 | 3.67 | 26% | 19.5% | 26% | 19.5% | 11.48 | 11.48 | 5.96 | 10.25 | 1.15 | 0.87 |  | 14 | 80 | 80 | 66 | EF 95 | EF 60 | EF 60 | EF 74 | None | None | None | None | 0.000442 | 0.000364 | 8 | 10% | 7.5% | 5% | 3.75% | 30 | 44 | 19 | 13 | 0.3 | 0.25 |  | 15 | 92 | 95 | 70 | EF 200 | EF 67 | EF 70 | EF 82 | Wrap 5 ft | Valve | Valve & LF | Valve & TS
AC | Wall Furnace | Crawlspace | 7 | 7 | 2 | 78-92 | 2400 | 0.11502 | 0.00052 | 0.00052 | 3.67 | 26% | 16.9% | 26% | 16.9% | 11.48 | 11.48 | 5.96 | 10.25 | 1.15 | 0.87 |  | 11.4 | 80 | 80 | 62 | EF 86 | EF 59 | EF 59 | EF 52 | None | None | None | None | 0.00052 | 0.00052 | 3.67 | 26% | 16.9% | 26% | 16.9% | 11.48 | 11.48 | 5.96 | 10.25 | 1.15 | 0.87 |  | 14 | 80 | 80 | 66 | EF 95 | EF 60 | EF 60 | EF 74 | None | None | None | None | 0.000442 | 0.000364 | 8 | 10% | 6.5% | 5% | 3.25% | 30 | 44 | 19 | 13 | 0.3 | 0.25 |  | 15 | 92 | 95 | 70 | EF 200 | EF 67 | EF 70 | EF 82 | Wrap 5 ft | Valve | Valve & LF | Valve & TS
No AC | Wall Furnace | Slab-on-grade | 7 | 7 | 1 | 93-01 | 1910 | 0.2 | 0.00046 | 0.00046 | 4.26 | 22% | 16.5% | 22% | 16.5% | 16.55 | 16.55 | 5.96 | 10.25 | 0.67 | 0.79 |  | 11.4 | 80 | 80 | 62 | EF 86 | EF 59 | EF 59 | EF 52 | None | None | None | None | 0.00046 | 0.00046 | 4.26 | 22% | 16.5% | 22% | 16.5% | 16.55 | 16.55 | 5.96 | 10.25 | 0.67 | 0.79 |  | 14 | 80 | 80 | 66 | EF 95 | EF 60 | EF 60 | EF 74 | None | None | None | None | 0.000391 | 0.000322 | 8 | 10% | 7.5% | 5% | 3.75% | 30 | 44 | 19 | 13 | 0.3 | 0.25 |  | 15 | 92 | 95 | 70 | EF 200 | EF 67 | EF 70 | EF 82 | Wrap 5 ft | Valve | Valve & LF | Valve & TS
No AC | Wall Furnace | Slab-on-grade | 7 | 7 | 2 | 93-01 | 2730 | 0.2 | 0.00046 | 0.00046 | 4.26 | 22% | 14.3% | 22% | 14.3% | 16.55 | 16.55 | 5.96 | 10.25 | 0.67 | 0.79 |  | 11.4 | 80 | 80 | 62 | EF 86 | EF 59 | EF 59 | EF 52 | None | None | None | None | 0.00046 | 0.00046 | 4.26 | 22% | 14.3% | 22% | 14.3% | 16.55 | 16.55 | 5.96 | 10.25 | 0.67 | 0.79 |  | 14 | 80 | 80 | 66 | EF 95 | EF 60 | EF 60 | EF 74 | None | None | None | None | 0.000391 | 0.000322 | 8 | 10% | 6.5% | 5% | 3.25% | 30 | 44 | 19 | 13 | 0.3 | 0.25 |  | 15 | 92 | 95 | 70 | EF 200 | EF 67 | EF 70 | EF 82 | Wrap 5 ft | Valve | Valve & LF | Valve & TS
AC | Wall Furnace | Slab-on-grade | 7 | 7 | 1 | 93-01 | 1910 | 0.2 | 0.00046 | 0.00046 | 4.26 | 22% | 16.5% | 22% | 16.5% | 16.55 | 16.55 | 5.96 | 10.25 | 0.67 | 0.79 |  | 11.4 | 80 | 80 | 62 | EF 86 | EF 59 | EF 59 | EF 52 | None | None | None | None | 0.00046 | 0.00046 | 4.26 | 22% | 16.5% | 22% | 16.5% | 16.55 | 16.55 | 5.96 | 10.25 | 0.67 | 0.79 |  | 14 | 80 | 80 | 66 | EF 95 | EF 60 | EF 60 | EF 74 | None | None | None | None | 0.000391 | 0.000322 | 8 | 10% | 7.5% | 5% | 3.75% | 30 | 44 | 19 | 13 | 0.3 | 0.25 |  | 15 | 92 | 95 | 70 | EF 200 | EF 67 | EF 70 | EF 82 | Wrap 5 ft | Valve | Valve & LF | Valve & TS
AC | Wall Furnace | Slab-on-grade | 7 | 7 | 2 | 93-01 | 2730 | 0.2 | 0.00046 | 0.00046 | 4.26 | 22% | 14.3% | 22% | 14.3% | 16.55 | 16.55 | 5.96 | 10.25 | 0.67 | 0.79 |  | 11.4 | 80 | 80 | 62 | EF 86 | EF 59 | EF 59 | EF 52 | None | None | None | None | 0.00046 | 0.00046 | 4.26 | 22% | 14.3% | 22% | 14.3% | 16.55 | 16.55 | 5.96 | 10.25 | 0.67 | 0.79 |  | 14 | 80 | 80 | 66 | EF 95 | EF 60 | EF 60 | EF 74 | None | None | None | None | 0.000391 | 0.000322 | 8 | 10% | 6.5% | 5% | 3.25% | 30 | 44 | 19 | 13 | 0.3 | 0.25 |  | 15 | 92 | 95 | 70 | EF 200 | EF 67 | EF 70 | EF 82 | Wrap 5 ft | Valve | Valve & LF | Valve & TS
No AC | Wall Furnace | Crawlspace | 7 | 7 | 1 | 93-01 | 1910 | 0.2 | 0.00046 | 0.00046 | 4.26 | 22% | 16.5% | 22% | 16.5% | 16.55 | 16.55 | 5.96 | 10.25 | 0.67 | 0.79 |  | 11.4 | 80 | 80 | 62 | EF 86 | EF 59 | EF 59 | EF 52 | None | None | None | None | 0.00046 | 0.00046 | 4.26 | 22% | 16.5% | 22% | 16.5% | 16.55 | 16.55 | 5.96 | 10.25 | 0.67 | 0.79 |  | 14 | 80 | 80 | 66 | EF 95 | EF 60 | EF 60 | EF 74 | None | None | None | None | 0.000391 | 0.000322 | 8 | 10% | 7.5% | 5% | 3.75% | 30 | 44 | 19 | 13 | 0.3 | 0.25 |  | 15 | 92 | 95 | 70 | EF 200 | EF 67 | EF 70 | EF 82 | Wrap 5 ft | Valve | Valve & LF | Valve & TS
No AC | Wall Furnace | Crawlspace | 7 | 7 | 2 | 93-01 | 2730 | 0.2 | 0.00046 | 0.00046 | 4.26 | 22% | 14.3% | 22% | 14.3% | 16.55 | 16.55 | 5.96 | 10.25 | 0.67 | 0.79 |  | 11.4 | 80 | 80 | 62 | EF 86 | EF 59 | EF 59 | EF 52 | None | None | None | None | 0.00046 | 0.00046 | 4.26 | 22% | 14.3% | 22% | 14.3% | 16.55 | 16.55 | 5.96 | 10.25 | 0.67 | 0.79 |  | 14 | 80 | 80 | 66 | EF 95 | EF 60 | EF 60 | EF 74 | None | None | None | None | 0.000391 | 0.000322 | 8 | 10% | 6.5% | 5% | 3.25% | 30 | 44 | 19 | 13 | 0.3 | 0.25 |  | 15 | 92 | 95 | 70 | EF 200 | EF 67 | EF 70 | EF 82 | Wrap 5 ft | Valve | Valve & LF | Valve & TS
AC | Wall Furnace | Crawlspace | 7 | 7 | 1 | 93-01 | 1910 | 0.2 | 0.00046 | 0.00046 | 4.26 | 22% | 16.5% | 22% | 16.5% | 16.55 | 16.55 | 5.96 | 10.25 | 0.67 | 0.79 |  | 11.4 | 80 | 80 | 62 | EF 86 | EF 59 | EF 59 | EF 52 | None | None | None | None | 0.00046 | 0.00046 | 4.26 | 22% | 16.5% | 22% | 16.5% | 16.55 | 16.55 | 5.96 | 10.25 | 0.67 | 0.79 |  | 14 | 80 | 80 | 66 | EF 95 | EF 60 | EF 60 | EF 74 | None | None | None | None | 0.000391 | 0.000322 | 8 | 10% | 7.5% | 5% | 3.75% | 30 | 44 | 19 | 13 | 0.3 | 0.25 |  | 15 | 92 | 95 | 70 | EF 200 | EF 67 | EF 70 | EF 82 | Wrap 5 ft | Valve | Valve & LF | Valve & TS
AC | Wall Furnace | Crawlspace | 7 | 7 | 2 | 93-01 | 2730 | 0.2 | 0.00046 | 0.00046 | 4.26 | 22% | 14.3% | 22% | 14.3% | 16.55 | 16.55 | 5.96 | 10.25 | 0.67 | 0.79 |  | 11.4 | 80 | 80 | 62 | EF 86 | EF 59 | EF 59 | EF 52 | None | None | None | None | 0.00046 | 0.00046 | 4.26 | 22% | 14.3% | 22% | 14.3% | 16.55 | 16.55 | 5.96 | 10.25 | 0.67 | 0.79 |  | 14 | 80 | 80 | 66 | EF 95 | EF 60 | EF 60 | EF 74 | None | None | None | None | 0.000391 | 0.000322 | 8 | 10% | 6.5% | 5% | 3.25% | 30 | 44 | 19 | 13 | 0.3 | 0.25 |  | 15 | 92 | 95 | 70 | EF 200 | EF 67 | EF 70 | EF 82 | Wrap 5 ft | Valve | Valve & LF | Valve & TS
No AC | Furnace | Slab-on-grade | 8 | 7 | 1 | pre78 | 1600 | 0.14016 | 0.00071 | 0.00071 | 3.32 | 33% | 24.75% | 33% | 24.75% | 9.12 | 9.12 | 1.34 | 0.96 | 1.23 | 0.87 |  | 11.4 | 80 | 80 | 62 | EF 86 | EF 59 | EF 59 | EF 52 | None | None | None | None | 0.00071 | 0.00071 | 3.32 | 33% | 24.75% | 33% | 24.75% | 9.12 | 9.12 | 1.34 | 0.96 | 1.23 | 0.87 |  | 14 | 80 | 80 | 66 | EF 95 | EF 60 | EF 60 | EF 74 | None | None | None | None | 0.0006035 | 0.000497 | 8 | 10% | 7.5% | 5% | 3.75% | 30 | 44 | 19 | 13 | 0.3 | 0.25 |  | 15 | 92 | 95 | 70 | EF 200 | EF 67 | EF 70 | EF 82 | Wrap 5 ft | Valve | Valve & LF | Valve & TS
No AC | Furnace | Slab-on-grade | 8 | 7 | 2 | pre78 | 1990 | 0.14016 | 0.00071 | 0.00071 | 3.32 | 33% | 21.45% | 33% | 21.45% | 9.12 | 9.12 | 1.34 | 0.96 | 1.23 | 0.87 |  | 11.4 | 80 | 80 | 62 | EF 86 | EF 59 | EF 59 | EF 52 | None | None | None | None | 0.00071 | 0.00071 | 3.32 | 33% | 21.45% | 33% | 21.45% | 9.12 | 9.12 | 1.34 | 0.96 | 1.23 | 0.87 |  | 14 | 80 | 80 | 66 | EF 95 | EF 60 | EF 60 | EF 74 | None | None | None | None | 0.0006035 | 0.000497 | 8 | 10% | 6.5% | 5% | 3.25% | 30 | 44 | 19 | 13 | 0.3 | 0.25 |  | 15 | 92 | 95 | 70 | EF 200 | EF 67 | EF 70 | EF 82 | Wrap 5 ft | Valve | Valve & LF | Valve & TS
AC | Furnace | Slab-on-grade | 8 | 7 | 1 | pre78 | 1600 | 0.14016 | 0.00071 | 0.00071 | 3.32 | 33% | 24.75% | 33% | 24.75% | 9.12 | 9.12 | 1.34 | 0.96 | 1.23 | 0.87 |  | 11.4 | 80 | 80 | 62 | EF 86 | EF 59 | EF 59 | EF 52 | None | None | None | None | 0.00071 | 0.00071 | 3.32 | 33% | 24.75% | 33% | 24.75% | 9.12 | 9.12 | 1.34 | 0.96 | 1.23 | 0.87 |  | 14 | 80 | 80 | 66 | EF 95 | EF 60 | EF 60 | EF 74 | None | None | None | None | 0.0006035 | 0.000497 | 8 | 10% | 7.5% | 5% | 3.75% | 30 | 44 | 19 | 13 | 0.3 | 0.25 |  | 15 | 92 | 95 | 70 | EF 200 | EF 67 | EF 70 | EF 82 | Wrap 5 ft | Valve | Valve & LF | Valve & TS
AC | Furnace | Slab-on-grade | 8 | 7 | 2 | pre78 | 1990 | 0.14016 | 0.00071 | 0.00071 | 3.32 | 33% | 21.45% | 33% | 21.45% | 9.12 | 9.12 | 1.34 | 0.96 | 1.23 | 0.87 |  | 11.4 | 80 | 80 | 62 | EF 86 | EF 59 | EF 59 | EF 52 | None | None | None | None | 0.00071 | 0.00071 | 3.32 | 33% | 21.45% | 33% | 21.45% | 9.12 | 9.12 | 1.34 | 0.96 | 1.23 | 0.87 |  | 14 | 80 | 80 | 66 | EF 95 | EF 60 | EF 60 | EF 74 | None | None | None | None | 0.0006035 | 0.000497 | 8 | 10% | 6.5% | 5% | 3.25% | 30 | 44 | 19 | 13 | 0.3 | 0.25 |  | 15 | 92 | 95 | 70 | EF 200 | EF 67 | EF 70 | EF 82 | Wrap 5 ft | Valve | Valve & LF | Valve & TS
No AC | Furnace | Crawlspace | 8 | 7 | 1 | pre78 | 1600 | 0.14016 | 0.00071 | 0.00071 | 3.32 | 33% | 24.75% | 33% | 24.75% | 9.12 | 9.12 | 1.34 | 0.96 | 1.23 | 0.87 |  | 11.4 | 80 | 80 | 62 | EF 86 | EF 59 | EF 59 | EF 52 | None | None | None | None | 0.00071 | 0.00071 | 3.32 | 33% | 24.75% | 33% | 24.75% | 9.12 | 9.12 | 1.34 | 0.96 | 1.23 | 0.87 |  | 14 | 80 | 80 | 66 | EF 95 | EF 60 | EF 60 | EF 74 | None | None | None | None | 0.0006035 | 0.000497 | 8 | 10% | 7.5% | 5% | 3.75% | 30 | 44 | 19 | 13 | 0.3 | 0.25 |  | 15 | 92 | 95 | 70 | EF 200 | EF 67 | EF 70 | EF 82 | Wrap 5 ft | Valve | Valve & LF | Valve & TS
No AC | Furnace | Crawlspace | 8 | 7 | 2 | pre78 | 1990 | 0.14016 | 0.00071 | 0.00071 | 3.32 | 33% | 21.45% | 33% | 21.45% | 9.12 | 9.12 | 1.34 | 0.96 | 1.23 | 0.87 |  | 11.4 | 80 | 80 | 62 | EF 86 | EF 59 | EF 59 | EF 52 | None | None | None | None | 0.00071 | 0.00071 | 3.32 | 33% | 21.45% | 33% | 21.45% | 9.12 | 9.12 | 1.34 | 0.96 | 1.23 | 0.87 |  | 14 | 80 | 80 | 66 | EF 95 | EF 60 | EF 60 | EF 74 | None | None | None | None | 0.0006035 | 0.000497 | 8 | 10% | 6.5% | 5% | 3.25% | 30 | 44 | 19 | 13 | 0.3 | 0.25 |  | 15 | 92 | 95 | 70 | EF 200 | EF 67 | EF 70 | EF 82 | Wrap 5 ft | Valve | Valve & LF | Valve & TS
AC | Furnace | Crawlspace | 8 | 7 | 1 | pre78 | 1600 | 0.14016 | 0.00071 | 0.00071 | 3.32 | 33% | 24.75% | 33% | 24.75% | 9.12 | 9.12 | 1.34 | 0.96 | 1.23 | 0.87 |  | 11.4 | 80 | 80 | 62 | EF 86 | EF 59 | EF 59 | EF 52 | None | None | None | None | 0.00071 | 0.00071 | 3.32 | 33% | 24.75% | 33% | 24.75% | 9.12 | 9.12 | 1.34 | 0.96 | 1.23 | 0.87 |  | 14 | 80 | 80 | 66 | EF 95 | EF 60 | EF 60 | EF 74 | None | None | None | None | 0.0006035 | 0.000497 | 8 | 10% | 7.5% | 5% | 3.75% | 30 | 44 | 19 | 13 | 0.3 | 0.25 |  | 15 | 92 | 95 | 70 | EF 200 | EF 67 | EF 70 | EF 82 | Wrap 5 ft | Valve | Valve & LF | Valve & TS
AC | Furnace | Crawlspace | 8 | 7 | 2 | pre78 | 1990 | 0.14016 | 0.00071 | 0.00071 | 3.32 | 33% | 21.45% | 33% | 21.45% | 9.12 | 9.12 | 1.34 | 0.96 | 1.23 | 0.87 |  | 11.4 | 80 | 80 | 62 | EF 86 | EF 59 | EF 59 | EF 52 | None | None | None | None | 0.00071 | 0.00071 | 3.32 | 33% | 21.45% | 33% | 21.45% | 9.12 | 9.12 | 1.34 | 0.96 | 1.23 | 0.87 |  | 14 | 80 | 80 | 66 | EF 95 | EF 60 | EF 60 | EF 74 | None | None | None | None | 0.0006035 | 0.000497 | 8 | 10% | 6.5% | 5% | 3.25% | 30 | 44 | 19 | 13 | 0.3 | 0.25 |  | 15 | 92 | 95 | 70 | EF 200 | EF 67 | EF 70 | EF 82 | Wrap 5 ft | Valve | Valve & LF | Valve & TS
No AC | Furnace | Slab-on-grade | 8 | 7 | 1 | 78-92 | 1810 | 0.11502 | 0.00052 | 0.00052 | 3.67 | 26% | 19.5% | 26% | 19.5% | 11.48 | 11.48 | 5.96 | 10.25 | 1.15 | 0.87 |  | 11.4 | 80 | 80 | 62 | EF 86 | EF 59 | EF 59 | EF 52 | None | None | None | None | 0.00052 | 0.00052 | 3.67 | 26% | 19.5% | 26% | 19.5% | 11.48 | 11.48 | 5.96 | 10.25 | 1.15 | 0.87 |  | 14 | 80 | 80 | 66 | EF 95 | EF 60 | EF 60 | EF 74 | None | None | None | None | 0.000442 | 0.000364 | 8 | 10% | 7.5% | 5% | 3.75% | 30 | 44 | 19 | 13 | 0.3 | 0.25 |  | 15 | 92 | 95 | 70 | EF 200 | EF 67 | EF 70 | EF 82 | Wrap 5 ft | Valve | Valve & LF | Valve & TS
No AC | Furnace | Slab-on-grade | 8 | 7 | 2 | 78-92 | 2400 | 0.11502 | 0.00052 | 0.00052 | 3.67 | 26% | 16.9% | 26% | 16.9% | 11.48 | 11.48 | 5.96 | 10.25 | 1.15 | 0.87 |  | 11.4 | 80 | 80 | 62 | EF 86 | EF 59 | EF 59 | EF 52 | None | None | None | None | 0.00052 | 0.00052 | 3.67 | 26% | 16.9% | 26% | 16.9% | 11.48 | 11.48 | 5.96 | 10.25 | 1.15 | 0.87 |  | 14 | 80 | 80 | 66 | EF 95 | EF 60 | EF 60 | EF 74 | None | None | None | None | 0.000442 | 0.000364 | 8 | 10% | 6.5% | 5% | 3.25% | 30 | 44 | 19 | 13 | 0.3 | 0.25 |  | 15 | 92 | 95 | 70 | EF 200 | EF 67 | EF 70 | EF 82 | Wrap 5 ft | Valve | Valve & LF | Valve & TS
AC | Furnace | Slab-on-grade | 8 | 7 | 1 | 78-92 | 1810 | 0.11502 | 0.00052 | 0.00052 | 3.67 | 26% | 19.5% | 26% | 19.5% | 11.48 | 11.48 | 5.96 | 10.25 | 1.15 | 0.87 |  | 11.4 | 80 | 80 | 62 | EF 86 | EF 59 | EF 59 | EF 52 | None | None | None | None | 0.00052 | 0.00052 | 3.67 | 26% | 19.5% | 26% | 19.5% | 11.48 | 11.48 | 5.96 | 10.25 | 1.15 | 0.87 |  | 14 | 80 | 80 | 66 | EF 95 | EF 60 | EF 60 | EF 74 | None | None | None | None | 0.000442 | 0.000364 | 8 | 10% | 7.5% | 5% | 3.75% | 30 | 44 | 19 | 13 | 0.3 | 0.25 |  | 15 | 92 | 95 | 70 | EF 200 | EF 67 | EF 70 | EF 82 | Wrap 5 ft | Valve | Valve & LF | Valve & TS
AC | Furnace | Slab-on-grade | 8 | 7 | 2 | 78-92 | 2400 | 0.11502 | 0.00052 | 0.00052 | 3.67 | 26% | 16.9% | 26% | 16.9% | 11.48 | 11.48 | 5.96 | 10.25 | 1.15 | 0.87 |  | 11.4 | 80 | 80 | 62 | EF 86 | EF 59 | EF 59 | EF 52 | None | None | None | None | 0.00052 | 0.00052 | 3.67 | 26% | 16.9% | 26% | 16.9% | 11.48 | 11.48 | 5.96 | 10.25 | 1.15 | 0.87 |  | 14 | 80 | 80 | 66 | EF 95 | EF 60 | EF 60 | EF 74 | None | None | None | None | 0.000442 | 0.000364 | 8 | 10% | 6.5% | 5% | 3.25% | 30 | 44 | 19 | 13 | 0.3 | 0.25 |  | 15 | 92 | 95 | 70 | EF 200 | EF 67 | EF 70 | EF 82 | Wrap 5 ft | Valve | Valve & LF | Valve & TS
No AC | Furnace | Crawlspace | 8 | 7 | 1 | 78-92 | 1810 | 0.11502 | 0.00052 | 0.00052 | 3.67 | 26% | 19.5% | 26% | 19.5% | 11.48 | 11.48 | 5.96 | 10.25 | 1.15 | 0.87 |  | 11.4 | 80 | 80 | 62 | EF 86 | EF 59 | EF 59 | EF 52 | None | None | None | None | 0.00052 | 0.00052 | 3.67 | 26% | 19.5% | 26% | 19.5% | 11.48 | 11.48 | 5.96 | 10.25 | 1.15 | 0.87 |  | 14 | 80 | 80 | 66 | EF 95 | EF 60 | EF 60 | EF 74 | None | None | None | None | 0.000442 | 0.000364 | 8 | 10% | 7.5% | 5% | 3.75% | 30 | 44 | 19 | 13 | 0.3 | 0.25 |  | 15 | 92 | 95 | 70 | EF 200 | EF 67 | EF 70 | EF 82 | Wrap 5 ft | Valve | Valve & LF | Valve & TS
No AC | Furnace | Crawlspace | 8 | 7 | 2 | 78-92 | 2400 | 0.11502 | 0.00052 | 0.00052 | 3.67 | 26% | 16.9% | 26% | 16.9% | 11.48 | 11.48 | 5.96 | 10.25 | 1.15 | 0.87 |  | 11.4 | 80 | 80 | 62 | EF 86 | EF 59 | EF 59 | EF 52 | None | None | None | None | 0.00052 | 0.00052 | 3.67 | 26% | 16.9% | 26% | 16.9% | 11.48 | 11.48 | 5.96 | 10.25 | 1.15 | 0.87 |  | 14 | 80 | 80 | 66 | EF 95 | EF 60 | EF 60 | EF 74 | None | None | None | None | 0.000442 | 0.000364 | 8 | 10% | 6.5% | 5% | 3.25% | 30 | 44 | 19 | 13 | 0.3 | 0.25 |  | 15 | 92 | 95 | 70 | EF 200 | EF 67 | EF 70 | EF 82 | Wrap 5 ft | Valve | Valve & LF | Valve & TS
AC | Furnace | Crawlspace | 8 | 7 | 1 | 78-92 | 1810 | 0.11502 | 0.00052 | 0.00052 | 3.67 | 26% | 19.5% | 26% | 19.5% | 11.48 | 11.48 | 5.96 | 10.25 | 1.15 | 0.87 |  | 11.4 | 80 | 80 | 62 | EF 86 | EF 59 | EF 59 | EF 52 | None | None | None | None | 0.00052 | 0.00052 | 3.67 | 26% | 19.5% | 26% | 19.5% | 11.48 | 11.48 | 5.96 | 10.25 | 1.15 | 0.87 |  | 14 | 80 | 80 | 66 | EF 95 | EF 60 | EF 60 | EF 74 | None | None | None | None | 0.000442 | 0.000364 | 8 | 10% | 7.5% | 5% | 3.75% | 30 | 44 | 19 | 13 | 0.3 | 0.25 |  | 15 | 92 | 95 | 70 | EF 200 | EF 67 | EF 70 | EF 82 | Wrap 5 ft | Valve | Valve & LF | Valve & TS
AC | Furnace | Crawlspace | 8 | 7 | 2 | 78-92 | 2400 | 0.11502 | 0.00052 | 0.00052 | 3.67 | 26% | 16.9% | 26% | 16.9% | 11.48 | 11.48 | 5.96 | 10.25 | 1.15 | 0.87 |  | 11.4 | 80 | 80 | 62 | EF 86 | EF 59 | EF 59 | EF 52 | None | None | None | None | 0.00052 | 0.00052 | 3.67 | 26% | 16.9% | 26% | 16.9% | 11.48 | 11.48 | 5.96 | 10.25 | 1.15 | 0.87 |  | 14 | 80 | 80 | 66 | EF 95 | EF 60 | EF 60 | EF 74 | None | None | None | None | 0.000442 | 0.000364 | 8 | 10% | 6.5% | 5% | 3.25% | 30 | 44 | 19 | 13 | 0.3 | 0.25 |  | 15 | 92 | 95 | 70 | EF 200 | EF 67 | EF 70 | EF 82 | Wrap 5 ft | Valve | Valve & LF | Valve & TS
No AC | Furnace | Slab-on-grade | 8 | 7 | 1 | 93-01 | 1910 | 0.2 | 0.00046 | 0.00046 | 4.26 | 22% | 16.5% | 22% | 16.5% | 16.55 | 16.55 | 5.96 | 10.25 | 0.67 | 0.79 |  | 11.4 | 80 | 80 | 62 | EF 86 | EF 59 | EF 59 | EF 52 | None | None | None | None | 0.00046 | 0.00046 | 4.26 | 22% | 16.5% | 22% | 16.5% | 16.55 | 16.55 | 5.96 | 10.25 | 0.67 | 0.79 |  | 14 | 80 | 80 | 66 | EF 95 | EF 60 | EF 60 | EF 74 | None | None | None | None | 0.000391 | 0.000322 | 8 | 10% | 7.5% | 5% | 3.75% | 30 | 44 | 19 | 13 | 0.3 | 0.25 |  | 15 | 92 | 95 | 70 | EF 200 | EF 67 | EF 70 | EF 82 | Wrap 5 ft | Valve | Valve & LF | Valve & TS
No AC | Furnace | Slab-on-grade | 8 | 7 | 2 | 93-01 | 2730 | 0.2 | 0.00046 | 0.00046 | 4.26 | 22% | 14.3% | 22% | 14.3% | 16.55 | 16.55 | 5.96 | 10.25 | 0.67 | 0.79 |  | 11.4 | 80 | 80 | 62 | EF 86 | EF 59 | EF 59 | EF 52 | None | None | None | None | 0.00046 | 0.00046 | 4.26 | 22% | 14.3% | 22% | 14.3% | 16.55 | 16.55 | 5.96 | 10.25 | 0.67 | 0.79 |  | 14 | 80 | 80 | 66 | EF 95 | EF 60 | EF 60 | EF 74 | None | None | None | None | 0.000391 | 0.000322 | 8 | 10% | 6.5% | 5% | 3.25% | 30 | 44 | 19 | 13 | 0.3 | 0.25 |  | 15 | 92 | 95 | 70 | EF 200 | EF 67 | EF 70 | EF 82 | Wrap 5 ft | Valve | Valve & LF | Valve & TS
AC | Furnace | Slab-on-grade | 8 | 7 | 1 | 93-01 | 1910 | 0.2 | 0.00046 | 0.00046 | 4.26 | 22% | 16.5% | 22% | 16.5% | 16.55 | 16.55 | 5.96 | 10.25 | 0.67 | 0.79 |  | 11.4 | 80 | 80 | 62 | EF 86 | EF 59 | EF 59 | EF 52 | None | None | None | None | 0.00046 | 0.00046 | 4.26 | 22% | 16.5% | 22% | 16.5% | 16.55 | 16.55 | 5.96 | 10.25 | 0.67 | 0.79 |  | 14 | 80 | 80 | 66 | EF 95 | EF 60 | EF 60 | EF 74 | None | None | None | None | 0.000391 | 0.000322 | 8 | 10% | 7.5% | 5% | 3.75% | 30 | 44 | 19 | 13 | 0.3 | 0.25 |  | 15 | 92 | 95 | 70 | EF 200 | EF 67 | EF 70 | EF 82 | Wrap 5 ft | Valve | Valve & LF | Valve & TS
AC | Furnace | Slab-on-grade | 8 | 7 | 2 | 93-01 | 2730 | 0.2 | 0.00046 | 0.00046 | 4.26 | 22% | 14.3% | 22% | 14.3% | 16.55 | 16.55 | 5.96 | 10.25 | 0.67 | 0.79 |  | 11.4 | 80 | 80 | 62 | EF 86 | EF 59 | EF 59 | EF 52 | None | None | None | None | 0.00046 | 0.00046 | 4.26 | 22% | 14.3% | 22% | 14.3% | 16.55 | 16.55 | 5.96 | 10.25 | 0.67 | 0.79 |  | 14 | 80 | 80 | 66 | EF 95 | EF 60 | EF 60 | EF 74 | None | None | None | None | 0.000391 | 0.000322 | 8 | 10% | 6.5% | 5% | 3.25% | 30 | 44 | 19 | 13 | 0.3 | 0.25 |  | 15 | 92 | 95 | 70 | EF 200 | EF 67 | EF 70 | EF 82 | Wrap 5 ft | Valve | Valve & LF | Valve & TS
No AC | Furnace | Crawlspace | 8 | 7 | 1 | 93-01 | 1910 | 0.2 | 0.00046 | 0.00046 | 4.26 | 22% | 16.5% | 22% | 16.5% | 16.55 | 16.55 | 5.96 | 10.25 | 0.67 | 0.79 |  | 11.4 | 80 | 80 | 62 | EF 86 | EF 59 | EF 59 | EF 52 | None | None | None | None | 0.00046 | 0.00046 | 4.26 | 22% | 16.5% | 22% | 16.5% | 16.55 | 16.55 | 5.96 | 10.25 | 0.67 | 0.79 |  | 14 | 80 | 80 | 66 | EF 95 | EF 60 | EF 60 | EF 74 | None | None | None | None | 0.000391 | 0.000322 | 8 | 10% | 7.5% | 5% | 3.75% | 30 | 44 | 19 | 13 | 0.3 | 0.25 |  | 15 | 92 | 95 | 70 | EF 200 | EF 67 | EF 70 | EF 82 | Wrap 5 ft | Valve | Valve & LF | Valve & TS
No AC | Furnace | Crawlspace | 8 | 7 | 2 | 93-01 | 2730 | 0.2 | 0.00046 | 0.00046 | 4.26 | 22% | 14.3% | 22% | 14.3% | 16.55 | 16.55 | 5.96 | 10.25 | 0.67 | 0.79 |  | 11.4 | 80 | 80 | 62 | EF 86 | EF 59 | EF 59 | EF 52 | None | None | None | None | 0.00046 | 0.00046 | 4.26 | 22% | 14.3% | 22% | 14.3% | 16.55 | 16.55 | 5.96 | 10.25 | 0.67 | 0.79 |  | 14 | 80 | 80 | 66 | EF 95 | EF 60 | EF 60 | EF 74 | None | None | None | None | 0.000391 | 0.000322 | 8 | 10% | 6.5% | 5% | 3.25% | 30 | 44 | 19 | 13 | 0.3 | 0.25 |  | 15 | 92 | 95 | 70 | EF 200 | EF 67 | EF 70 | EF 82 | Wrap 5 ft | Valve | Valve & LF | Valve & TS
AC | Furnace | Crawlspace | 8 | 7 | 1 | 93-01 | 1910 | 0.2 | 0.00046 | 0.00046 | 4.26 | 22% | 16.5% | 22% | 16.5% | 16.55 | 16.55 | 5.96 | 10.25 | 0.67 | 0.79 |  | 11.4 | 80 | 80 | 62 | EF 86 | EF 59 | EF 59 | EF 52 | None | None | None | None | 0.00046 | 0.00046 | 4.26 | 22% | 16.5% | 22% | 16.5% | 16.55 | 16.55 | 5.96 | 10.25 | 0.67 | 0.79 |  | 14 | 80 | 80 | 66 | EF 95 | EF 60 | EF 60 | EF 74 | None | None | None | None | 0.000391 | 0.000322 | 8 | 10% | 7.5% | 5% | 3.75% | 30 | 44 | 19 | 13 | 0.3 | 0.25 |  | 15 | 92 | 95 | 70 | EF 200 | EF 67 | EF 70 | EF 82 | Wrap 5 ft | Valve | Valve & LF | Valve & TS
AC | Furnace | Crawlspace | 8 | 7 | 2 | 93-01 | 2730 | 0.2 | 0.00046 | 0.00046 | 4.26 | 22% | 14.3% | 22% | 14.3% | 16.55 | 16.55 | 5.96 | 10.25 | 0.67 | 0.79 |  | 11.4 | 80 | 80 | 62 | EF 86 | EF 59 | EF 59 | EF 52 | None | None | None | None | 0.00046 | 0.00046 | 4.26 | 22% | 14.3% | 22% | 14.3% | 16.55 | 16.55 | 5.96 | 10.25 | 0.67 | 0.79 |  | 14 | 80 | 80 | 66 | EF 95 | EF 60 | EF 60 | EF 74 | None | None | None | None | 0.000391 | 0.000322 | 8 | 10% | 6.5% | 5% | 3.25% | 30 | 44 | 19 | 13 | 0.3 | 0.25 |  | 15 | 92 | 95 | 70 | EF 200 | EF 67 | EF 70 | EF 82 | Wrap 5 ft | Valve | Valve & LF | Valve & TS
No AC | Wall Furnace | Slab-on-grade | 8 | 7 | 1 | pre78 | 1600 | 0.14016 | 0.00071 | 0.00071 | 3.32 | 33% | 24.75% | 33% | 24.75% | 9.12 | 9.12 | 1.34 | 0.96 | 1.23 | 0.87 |  | 11.4 | 80 | 80 | 62 | EF 86 | EF 59 | EF 59 | EF 52 | None | None | None | None | 0.00071 | 0.00071 | 3.32 | 33% | 24.75% | 33% | 24.75% | 9.12 | 9.12 | 1.34 | 0.96 | 1.23 | 0.87 |  | 14 | 80 | 80 | 66 | EF 95 | EF 60 | EF 60 | EF 74 | None | None | None | None | 0.0006035 | 0.000497 | 8 | 10% | 7.5% | 5% | 3.75% | 30 | 44 | 19 | 13 | 0.3 | 0.25 |  | 15 | 92 | 95 | 70 | EF 200 | EF 67 | EF 70 | EF 82 | Wrap 5 ft | Valve | Valve & LF | Valve & TS
No AC | Wall Furnace | Slab-on-grade | 8 | 7 | 2 | pre78 | 1990 | 0.14016 | 0.00071 | 0.00071 | 3.32 | 33% | 21.45% | 33% | 21.45% | 9.12 | 9.12 | 1.34 | 0.96 | 1.23 | 0.87 |  | 11.4 | 80 | 80 | 62 | EF 86 | EF 59 | EF 59 | EF 52 | None | None | None | None | 0.00071 | 0.00071 | 3.32 | 33% | 21.45% | 33% | 21.45% | 9.12 | 9.12 | 1.34 | 0.96 | 1.23 | 0.87 |  | 14 | 80 | 80 | 66 | EF 95 | EF 60 | EF 60 | EF 74 | None | None | None | None | 0.0006035 | 0.000497 | 8 | 10% | 6.5% | 5% | 3.25% | 30 | 44 | 19 | 13 | 0.3 | 0.25 |  | 15 | 92 | 95 | 70 | EF 200 | EF 67 | EF 70 | EF 82 | Wrap 5 ft | Valve | Valve & LF | Valve & TS
AC | Wall Furnace | Slab-on-grade | 8 | 7 | 1 | pre78 | 1600 | 0.14016 | 0.00071 | 0.00071 | 3.32 | 33% | 24.75% | 33% | 24.75% | 9.12 | 9.12 | 1.34 | 0.96 | 1.23 | 0.87 |  | 11.4 | 80 | 80 | 62 | EF 86 | EF 59 | EF 59 | EF 52 | None | None | None | None | 0.00071 | 0.00071 | 3.32 | 33% | 24.75% | 33% | 24.75% | 9.12 | 9.12 | 1.34 | 0.96 | 1.23 | 0.87 |  | 14 | 80 | 80 | 66 | EF 95 | EF 60 | EF 60 | EF 74 | None | None | None | None | 0.0006035 | 0.000497 | 8 | 10% | 7.5% | 5% | 3.75% | 30 | 44 | 19 | 13 | 0.3 | 0.25 |  | 15 | 92 | 95 | 70 | EF 200 | EF 67 | EF 70 | EF 82 | Wrap 5 ft | Valve | Valve & LF | Valve & TS
AC | Wall Furnace | Slab-on-grade | 8 | 7 | 2 | pre78 | 1990 | 0.14016 | 0.00071 | 0.00071 | 3.32 | 33% | 21.45% | 33% | 21.45% | 9.12 | 9.12 | 1.34 | 0.96 | 1.23 | 0.87 |  | 11.4 | 80 | 80 | 62 | EF 86 | EF 59 | EF 59 | EF 52 | None | None | None | None | 0.00071 | 0.00071 | 3.32 | 33% | 21.45% | 33% | 21.45% | 9.12 | 9.12 | 1.34 | 0.96 | 1.23 | 0.87 |  | 14 | 80 | 80 | 66 | EF 95 | EF 60 | EF 60 | EF 74 | None | None | None | None | 0.0006035 | 0.000497 | 8 | 10% | 6.5% | 5% | 3.25% | 30 | 44 | 19 | 13 | 0.3 | 0.25 |  | 15 | 92 | 95 | 70 | EF 200 | EF 67 | EF 70 | EF 82 | Wrap 5 ft | Valve | Valve & LF | Valve & TS
No AC | Wall Furnace | Crawlspace | 8 | 7 | 1 | pre78 | 1600 | 0.14016 | 0.00071 | 0.00071 | 3.32 | 33% | 24.75% | 33% | 24.75% | 9.12 | 9.12 | 1.34 | 0.96 | 1.23 | 0.87 |  | 11.4 | 80 | 80 | 62 | EF 86 | EF 59 | EF 59 | EF 52 | None | None | None | None | 0.00071 | 0.00071 | 3.32 | 33% | 24.75% | 33% | 24.75% | 9.12 | 9.12 | 1.34 | 0.96 | 1.23 | 0.87 |  | 14 | 80 | 80 | 66 | EF 95 | EF 60 | EF 60 | EF 74 | None | None | None | None | 0.0006035 | 0.000497 | 8 | 10% | 7.5% | 5% | 3.75% | 30 | 44 | 19 | 13 | 0.3 | 0.25 |  | 15 | 92 | 95 | 70 | EF 200 | EF 67 | EF 70 | EF 82 | Wrap 5 ft | Valve | Valve & LF | Valve & TS
No AC | Wall Furnace | Crawlspace | 8 | 7 | 2 | pre78 | 1990 | 0.14016 | 0.00071 | 0.00071 | 3.32 | 33% | 21.45% | 33% | 21.45% | 9.12 | 9.12 | 1.34 | 0.96 | 1.23 | 0.87 |  | 11.4 | 80 | 80 | 62 | EF 86 | EF 59 | EF 59 | EF 52 | None | None | None | None | 0.00071 | 0.00071 | 3.32 | 33% | 21.45% | 33% | 21.45% | 9.12 | 9.12 | 1.34 | 0.96 | 1.23 | 0.87 |  | 14 | 80 | 80 | 66 | EF 95 | EF 60 | EF 60 | EF 74 | None | None | None | None | 0.0006035 | 0.000497 | 8 | 10% | 6.5% | 5% | 3.25% | 30 | 44 | 19 | 13 | 0.3 | 0.25 |  | 15 | 92 | 95 | 70 | EF 200 | EF 67 | EF 70 | EF 82 | Wrap 5 ft | Valve | Valve & LF | Valve & TS
AC | Wall Furnace | Crawlspace | 8 | 7 | 1 | pre78 | 1600 | 0.14016 | 0.00071 | 0.00071 | 3.32 | 33% | 24.75% | 33% | 24.75% | 9.12 | 9.12 | 1.34 | 0.96 | 1.23 | 0.87 |  | 11.4 | 80 | 80 | 62 | EF 86 | EF 59 | EF 59 | EF 52 | None | None | None | None | 0.00071 | 0.00071 | 3.32 | 33% | 24.75% | 33% | 24.75% | 9.12 | 9.12 | 1.34 | 0.96 | 1.23 | 0.87 |  | 14 | 80 | 80 | 66 | EF 95 | EF 60 | EF 60 | EF 74 | None | None | None | None | 0.0006035 | 0.000497 | 8 | 10% | 7.5% | 5% | 3.75% | 30 | 44 | 19 | 13 | 0.3 | 0.25 |  | 15 | 92 | 95 | 70 | EF 200 | EF 67 | EF 70 | EF 82 | Wrap 5 ft | Valve | Valve & LF | Valve & TS
AC | Wall Furnace | Crawlspace | 8 | 7 | 2 | pre78 | 1990 | 0.14016 | 0.00071 | 0.00071 | 3.32 | 33% | 21.45% | 33% | 21.45% | 9.12 | 9.12 | 1.34 | 0.96 | 1.23 | 0.87 |  | 11.4 | 80 | 80 | 62 | EF 86 | EF 59 | EF 59 | EF 52 | None | None | None | None | 0.00071 | 0.00071 | 3.32 | 33% | 21.45% | 33% | 21.45% | 9.12 | 9.12 | 1.34 | 0.96 | 1.23 | 0.87 |  | 14 | 80 | 80 | 66 | EF 95 | EF 60 | EF 60 | EF 74 | None | None | None | None | 0.0006035 | 0.000497 | 8 | 10% | 6.5% | 5% | 3.25% | 30 | 44 | 19 | 13 | 0.3 | 0.25 |  | 15 | 92 | 95 | 70 | EF 200 | EF 67 | EF 70 | EF 82 | Wrap 5 ft | Valve | Valve & LF | Valve & TS
No AC | Wall Furnace | Slab-on-grade | 8 | 7 | 1 | 78-92 | 1810 | 0.11502 | 0.00052 | 0.00052 | 3.67 | 26% | 19.5% | 26% | 19.5% | 11.48 | 11.48 | 5.96 | 10.25 | 1.15 | 0.87 |  | 11.4 | 80 | 80 | 62 | EF 86 | EF 59 | EF 59 | EF 52 | None | None | None | None | 0.00052 | 0.00052 | 3.67 | 26% | 19.5% | 26% | 19.5% | 11.48 | 11.48 | 5.96 | 10.25 | 1.15 | 0.87 |  | 14 | 80 | 80 | 66 | EF 95 | EF 60 | EF 60 | EF 74 | None | None | None | None | 0.000442 | 0.000364 | 8 | 10% | 7.5% | 5% | 3.75% | 30 | 44 | 19 | 13 | 0.3 | 0.25 |  | 15 | 92 | 95 | 70 | EF 200 | EF 67 | EF 70 | EF 82 | Wrap 5 ft | Valve | Valve & LF | Valve & TS
No AC | Wall Furnace | Slab-on-grade | 8 | 7 | 2 | 78-92 | 2400 | 0.11502 | 0.00052 | 0.00052 | 3.67 | 26% | 16.9% | 26% | 16.9% | 11.48 | 11.48 | 5.96 | 10.25 | 1.15 | 0.87 |  | 11.4 | 80 | 80 | 62 | EF 86 | EF 59 | EF 59 | EF 52 | None | None | None | None | 0.00052 | 0.00052 | 3.67 | 26% | 16.9% | 26% | 16.9% | 11.48 | 11.48 | 5.96 | 10.25 | 1.15 | 0.87 |  | 14 | 80 | 80 | 66 | EF 95 | EF 60 | EF 60 | EF 74 | None | None | None | None | 0.000442 | 0.000364 | 8 | 10% | 6.5% | 5% | 3.25% | 30 | 44 | 19 | 13 | 0.3 | 0.25 |  | 15 | 92 | 95 | 70 | EF 200 | EF 67 | EF 70 | EF 82 | Wrap 5 ft | Valve | Valve & LF | Valve & TS
AC | Wall Furnace | Slab-on-grade | 8 | 7 | 1 | 78-92 | 1810 | 0.11502 | 0.00052 | 0.00052 | 3.67 | 26% | 19.5% | 26% | 19.5% | 11.48 | 11.48 | 5.96 | 10.25 | 1.15 | 0.87 |  | 11.4 | 80 | 80 | 62 | EF 86 | EF 59 | EF 59 | EF 52 | None | None | None | None | 0.00052 | 0.00052 | 3.67 | 26% | 19.5% | 26% | 19.5% | 11.48 | 11.48 | 5.96 | 10.25 | 1.15 | 0.87 |  | 14 | 80 | 80 | 66 | EF 95 | EF 60 | EF 60 | EF 74 | None | None | None | None | 0.000442 | 0.000364 | 8 | 10% | 7.5% | 5% | 3.75% | 30 | 44 | 19 | 13 | 0.3 | 0.25 |  | 15 | 92 | 95 | 70 | EF 200 | EF 67 | EF 70 | EF 82 | Wrap 5 ft | Valve | Valve & LF | Valve & TS
AC | Wall Furnace | Slab-on-grade | 8 | 7 | 2 | 78-92 | 2400 | 0.11502 | 0.00052 | 0.00052 | 3.67 | 26% | 16.9% | 26% | 16.9% | 11.48 | 11.48 | 5.96 | 10.25 | 1.15 | 0.87 |  | 11.4 | 80 | 80 | 62 | EF 86 | EF 59 | EF 59 | EF 52 | None | None | None | None | 0.00052 | 0.00052 | 3.67 | 26% | 16.9% | 26% | 16.9% | 11.48 | 11.48 | 5.96 | 10.25 | 1.15 | 0.87 |  | 14 | 80 | 80 | 66 | EF 95 | EF 60 | EF 60 | EF 74 | None | None | None | None | 0.000442 | 0.000364 | 8 | 10% | 6.5% | 5% | 3.25% | 30 | 44 | 19 | 13 | 0.3 | 0.25 |  | 15 | 92 | 95 | 70 | EF 200 | EF 67 | EF 70 | EF 82 | Wrap 5 ft | Valve | Valve & LF | Valve & TS
No AC | Wall Furnace | Crawlspace | 8 | 7 | 1 | 78-92 | 1810 | 0.11502 | 0.00052 | 0.00052 | 3.67 | 26% | 19.5% | 26% | 19.5% | 11.48 | 11.48 | 5.96 | 10.25 | 1.15 | 0.87 |  | 11.4 | 80 | 80 | 62 | EF 86 | EF 59 | EF 59 | EF 52 | None | None | None | None | 0.00052 | 0.00052 | 3.67 | 26% | 19.5% | 26% | 19.5% | 11.48 | 11.48 | 5.96 | 10.25 | 1.15 | 0.87 |  | 14 | 80 | 80 | 66 | EF 95 | EF 60 | EF 60 | EF 74 | None | None | None | None | 0.000442 | 0.000364 | 8 | 10% | 7.5% | 5% | 3.75% | 30 | 44 | 19 | 13 | 0.3 | 0.25 |  | 15 | 92 | 95 | 70 | EF 200 | EF 67 | EF 70 | EF 82 | Wrap 5 ft | Valve | Valve & LF | Valve & TS
No AC | Wall Furnace | Crawlspace | 8 | 7 | 2 | 78-92 | 2400 | 0.11502 | 0.00052 | 0.00052 | 3.67 | 26% | 16.9% | 26% | 16.9% | 11.48 | 11.48 | 5.96 | 10.25 | 1.15 | 0.87 |  | 11.4 | 80 | 80 | 62 | EF 86 | EF 59 | EF 59 | EF 52 | None | None | None | None | 0.00052 | 0.00052 | 3.67 | 26% | 16.9% | 26% | 16.9% | 11.48 | 11.48 | 5.96 | 10.25 | 1.15 | 0.87 |  | 14 | 80 | 80 | 66 | EF 95 | EF 60 | EF 60 | EF 74 | None | None | None | None | 0.000442 | 0.000364 | 8 | 10% | 6.5% | 5% | 3.25% | 30 | 44 | 19 | 13 | 0.3 | 0.25 |  | 15 | 92 | 95 | 70 | EF 200 | EF 67 | EF 70 | EF 82 | Wrap 5 ft | Valve | Valve & LF | Valve & TS
AC | Wall Furnace | Crawlspace | 8 | 7 | 1 | 78-92 | 1810 | 0.11502 | 0.00052 | 0.00052 | 3.67 | 26% | 19.5% | 26% | 19.5% | 11.48 | 11.48 | 5.96 | 10.25 | 1.15 | 0.87 |  | 11.4 | 80 | 80 | 62 | EF 86 | EF 59 | EF 59 | EF 52 | None | None | None | None | 0.00052 | 0.00052 | 3.67 | 26% | 19.5% | 26% | 19.5% | 11.48 | 11.48 | 5.96 | 10.25 | 1.15 | 0.87 |  | 14 | 80 | 80 | 66 | EF 95 | EF 60 | EF 60 | EF 74 | None | None | None | None | 0.000442 | 0.000364 | 8 | 10% | 7.5% | 5% | 3.75% | 30 | 44 | 19 | 13 | 0.3 | 0.25 |  | 15 | 92 | 95 | 70 | EF 200 | EF 67 | EF 70 | EF 82 | Wrap 5 ft | Valve | Valve & LF | Valve & TS
AC | Wall Furnace | Crawlspace | 8 | 7 | 2 | 78-92 | 2400 | 0.11502 | 0.00052 | 0.00052 | 3.67 | 26% | 16.9% | 26% | 16.9% | 11.48 | 11.48 | 5.96 | 10.25 | 1.15 | 0.87 |  | 11.4 | 80 | 80 | 62 | EF 86 | EF 59 | EF 59 | EF 52 | None | None | None | None | 0.00052 | 0.00052 | 3.67 | 26% | 16.9% | 26% | 16.9% | 11.48 | 11.48 | 5.96 | 10.25 | 1.15 | 0.87 |  | 14 | 80 | 80 | 66 | EF 95 | EF 60 | EF 60 | EF 74 | None | None | None | None | 0.000442 | 0.000364 | 8 | 10% | 6.5% | 5% | 3.25% | 30 | 44 | 19 | 13 | 0.3 | 0.25 |  | 15 | 92 | 95 | 70 | EF 200 | EF 67 | EF 70 | EF 82 | Wrap 5 ft | Valve | Valve & LF | Valve & TS
No AC | Wall Furnace | Slab-on-grade | 8 | 7 | 1 | 93-01 | 1910 | 0.2 | 0.00046 | 0.00046 | 4.26 | 22% | 16.5% | 22% | 16.5% | 16.55 | 16.55 | 5.96 | 10.25 | 0.67 | 0.79 |  | 11.4 | 80 | 80 | 62 | EF 86 | EF 59 | EF 59 | EF 52 | None | None | None | None | 0.00046 | 0.00046 | 4.26 | 22% | 16.5% | 22% | 16.5% | 16.55 | 16.55 | 5.96 | 10.25 | 0.67 | 0.79 |  | 14 | 80 | 80 | 66 | EF 95 | EF 60 | EF 60 | EF 74 | None | None | None | None | 0.000391 | 0.000322 | 8 | 10% | 7.5% | 5% | 3.75% | 30 | 44 | 19 | 13 | 0.3 | 0.25 |  | 15 | 92 | 95 | 70 | EF 200 | EF 67 | EF 70 | EF 82 | Wrap 5 ft | Valve | Valve & LF | Valve & TS
No AC | Wall Furnace | Slab-on-grade | 8 | 7 | 2 | 93-01 | 2730 | 0.2 | 0.00046 | 0.00046 | 4.26 | 22% | 14.3% | 22% | 14.3% | 16.55 | 16.55 | 5.96 | 10.25 | 0.67 | 0.79 |  | 11.4 | 80 | 80 | 62 | EF 86 | EF 59 | EF 59 | EF 52 | None | None | None | None | 0.00046 | 0.00046 | 4.26 | 22% | 14.3% | 22% | 14.3% | 16.55 | 16.55 | 5.96 | 10.25 | 0.67 | 0.79 |  | 14 | 80 | 80 | 66 | EF 95 | EF 60 | EF 60 | EF 74 | None | None | None | None | 0.000391 | 0.000322 | 8 | 10% | 6.5% | 5% | 3.25% | 30 | 44 | 19 | 13 | 0.3 | 0.25 |  | 15 | 92 | 95 | 70 | EF 200 | EF 67 | EF 70 | EF 82 | Wrap 5 ft | Valve | Valve & LF | Valve & TS
AC | Wall Furnace | Slab-on-grade | 8 | 7 | 1 | 93-01 | 1910 | 0.2 | 0.00046 | 0.00046 | 4.26 | 22% | 16.5% | 22% | 16.5% | 16.55 | 16.55 | 5.96 | 10.25 | 0.67 | 0.79 |  | 11.4 | 80 | 80 | 62 | EF 86 | EF 59 | EF 59 | EF 52 | None | None | None | None | 0.00046 | 0.00046 | 4.26 | 22% | 16.5% | 22% | 16.5% | 16.55 | 16.55 | 5.96 | 10.25 | 0.67 | 0.79 |  | 14 | 80 | 80 | 66 | EF 95 | EF 60 | EF 60 | EF 74 | None | None | None | None | 0.000391 | 0.000322 | 8 | 10% | 7.5% | 5% | 3.75% | 30 | 44 | 19 | 13 | 0.3 | 0.25 |  | 15 | 92 | 95 | 70 | EF 200 | EF 67 | EF 70 | EF 82 | Wrap 5 ft | Valve | Valve & LF | Valve & TS
AC | Wall Furnace | Slab-on-grade | 8 | 7 | 2 | 93-01 | 2730 | 0.2 | 0.00046 | 0.00046 | 4.26 | 22% | 14.3% | 22% | 14.3% | 16.55 | 16.55 | 5.96 | 10.25 | 0.67 | 0.79 |  | 11.4 | 80 | 80 | 62 | EF 86 | EF 59 | EF 59 | EF 52 | None | None | None | None | 0.00046 | 0.00046 | 4.26 | 22% | 14.3% | 22% | 14.3% | 16.55 | 16.55 | 5.96 | 10.25 | 0.67 | 0.79 |  | 14 | 80 | 80 | 66 | EF 95 | EF 60 | EF 60 | EF 74 | None | None | None | None | 0.000391 | 0.000322 | 8 | 10% | 6.5% | 5% | 3.25% | 30 | 44 | 19 | 13 | 0.3 | 0.25 |  | 15 | 92 | 95 | 70 | EF 200 | EF 67 | EF 70 | EF 82 | Wrap 5 ft | Valve | Valve & LF | Valve & TS
No AC | Wall Furnace | Crawlspace | 8 | 7 | 1 | 93-01 | 1910 | 0.2 | 0.00046 | 0.00046 | 4.26 | 22% | 16.5% | 22% | 16.5% | 16.55 | 16.55 | 5.96 | 10.25 | 0.67 | 0.79 |  | 11.4 | 80 | 80 | 62 | EF 86 | EF 59 | EF 59 | EF 52 | None | None | None | None | 0.00046 | 0.00046 | 4.26 | 22% | 16.5% | 22% | 16.5% | 16.55 | 16.55 | 5.96 | 10.25 | 0.67 | 0.79 |  | 14 | 80 | 80 | 66 | EF 95 | EF 60 | EF 60 | EF 74 | None | None | None | None | 0.000391 | 0.000322 | 8 | 10% | 7.5% | 5% | 3.75% | 30 | 44 | 19 | 13 | 0.3 | 0.25 |  | 15 | 92 | 95 | 70 | EF 200 | EF 67 | EF 70 | EF 82 | Wrap 5 ft | Valve | Valve & LF | Valve & TS
No AC | Wall Furnace | Crawlspace | 8 | 7 | 2 | 93-01 | 2730 | 0.2 | 0.00046 | 0.00046 | 4.26 | 22% | 14.3% | 22% | 14.3% | 16.55 | 16.55 | 5.96 | 10.25 | 0.67 | 0.79 |  | 11.4 | 80 | 80 | 62 | EF 86 | EF 59 | EF 59 | EF 52 | None | None | None | None | 0.00046 | 0.00046 | 4.26 | 22% | 14.3% | 22% | 14.3% | 16.55 | 16.55 | 5.96 | 10.25 | 0.67 | 0.79 |  | 14 | 80 | 80 | 66 | EF 95 | EF 60 | EF 60 | EF 74 | None | None | None | None | 0.000391 | 0.000322 | 8 | 10% | 6.5% | 5% | 3.25% | 30 | 44 | 19 | 13 | 0.3 | 0.25 |  | 15 | 92 | 95 | 70 | EF 200 | EF 67 | EF 70 | EF 82 | Wrap 5 ft | Valve | Valve & LF | Valve & TS
AC | Wall Furnace | Crawlspace | 8 | 7 | 1 | 93-01 | 1910 | 0.2 | 0.00046 | 0.00046 | 4.26 | 22% | 16.5% | 22% | 16.5% | 16.55 | 16.55 | 5.96 | 10.25 | 0.67 | 0.79 |  | 11.4 | 80 | 80 | 62 | EF 86 | EF 59 | EF 59 | EF 52 | None | None | None | None | 0.00046 | 0.00046 | 4.26 | 22% | 16.5% | 22% | 16.5% | 16.55 | 16.55 | 5.96 | 10.25 | 0.67 | 0.79 |  | 14 | 80 | 80 | 66 | EF 95 | EF 60 | EF 60 | EF 74 | None | None | None | None | 0.000391 | 0.000322 | 8 | 10% | 7.5% | 5% | 3.75% | 30 | 44 | 19 | 13 | 0.3 | 0.25 |  | 15 | 92 | 95 | 70 | EF 200 | EF 67 | EF 70 | EF 82 | Wrap 5 ft | Valve | Valve & LF | Valve & TS
AC | Wall Furnace | Crawlspace | 8 | 7 | 2 | 93-01 | 2730 | 0.2 | 0.00046 | 0.00046 | 4.26 | 22% | 14.3% | 22% | 14.3% | 16.55 | 16.55 | 5.96 | 10.25 | 0.67 | 0.79 |  | 11.4 | 80 | 80 | 62 | EF 86 | EF 59 | EF 59 | EF 52 | None | None | None | None | 0.00046 | 0.00046 | 4.26 | 22% | 14.3% | 22% | 14.3% | 16.55 | 16.55 | 5.96 | 10.25 | 0.67 | 0.79 |  | 14 | 80 | 80 | 66 | EF 95 | EF 60 | EF 60 | EF 74 | None | None | None | None | 0.000391 | 0.000322 | 8 | 10% | 6.5% | 5% | 3.25% | 30 | 44 | 19 | 13 | 0.3 | 0.25 |  | 15 | 92 | 95 | 70 | EF 200 | EF 67 | EF 70 | EF 82 | Wrap 5 ft | Valve | Valve & LF | Valve & TS
No AC | Furnace | Slab-on-grade | 9 | 9 | 1 | pre78 | 1600 | 0.14016 | 0.00071 | 0.00071 | 3.32 | 33% | 24.75% | 33% | 24.75% | 11.12 | 11.12 | 1.34 | 0.96 | 1.23 | 0.87 |  | 11.4 | 80 | 80 | 62 | EF 86 | EF 59 | EF 59 | EF 52 | None | None | None | None | 0.00071 | 0.00071 | 3.32 | 33% | 24.75% | 33% | 24.75% | 11.12 | 11.12 | 1.34 | 0.96 | 1.23 | 0.87 |  | 14 | 80 | 80 | 66 | EF 95 | EF 60 | EF 60 | EF 74 | None | None | None | None | 0.0006035 | 0.000497 | 8 | 10% | 7.5% | 5% | 3.75% | 30 | 44 | 19 | 13 | 0.3 | 0.25 |  | 15 | 92 | 95 | 70 | EF 200 | EF 67 | EF 70 | EF 82 | Wrap 5 ft | Valve | Valve & LF | Valve & TS
No AC | Furnace | Slab-on-grade | 9 | 9 | 2 | pre78 | 1990 | 0.14016 | 0.00071 | 0.00071 | 3.32 | 33% | 21.45% | 33% | 21.45% | 11.12 | 11.12 | 1.34 | 0.96 | 1.23 | 0.87 |  | 11.4 | 80 | 80 | 62 | EF 86 | EF 59 | EF 59 | EF 52 | None | None | None | None | 0.00071 | 0.00071 | 3.32 | 33% | 21.45% | 33% | 21.45% | 11.12 | 11.12 | 1.34 | 0.96 | 1.23 | 0.87 |  | 14 | 80 | 80 | 66 | EF 95 | EF 60 | EF 60 | EF 74 | None | None | None | None | 0.0006035 | 0.000497 | 8 | 10% | 6.5% | 5% | 3.25% | 30 | 44 | 19 | 13 | 0.3 | 0.25 |  | 15 | 92 | 95 | 70 | EF 200 | EF 67 | EF 70 | EF 82 | Wrap 5 ft | Valve | Valve & LF | Valve & TS
AC | Furnace | Slab-on-grade | 9 | 9 | 1 | pre78 | 1600 | 0.14016 | 0.00071 | 0.00071 | 3.32 | 33% | 24.75% | 33% | 24.75% | 11.12 | 11.12 | 1.34 | 0.96 | 1.23 | 0.87 |  | 11.4 | 80 | 80 | 62 | EF 86 | EF 59 | EF 59 | EF 52 | None | None | None | None | 0.00071 | 0.00071 | 3.32 | 33% | 24.75% | 33% | 24.75% | 11.12 | 11.12 | 1.34 | 0.96 | 1.23 | 0.87 |  | 14 | 80 | 80 | 66 | EF 95 | EF 60 | EF 60 | EF 74 | None | None | None | None | 0.0006035 | 0.000497 | 8 | 10% | 7.5% | 5% | 3.75% | 30 | 44 | 19 | 13 | 0.3 | 0.25 |  | 15 | 92 | 95 | 70 | EF 200 | EF 67 | EF 70 | EF 82 | Wrap 5 ft | Valve | Valve & LF | Valve & TS
AC | Furnace | Slab-on-grade | 9 | 9 | 2 | pre78 | 1990 | 0.14016 | 0.00071 | 0.00071 | 3.32 | 33% | 21.45% | 33% | 21.45% | 11.12 | 11.12 | 1.34 | 0.96 | 1.23 | 0.87 |  | 11.4 | 80 | 80 | 62 | EF 86 | EF 59 | EF 59 | EF 52 | None | None | None | None | 0.00071 | 0.00071 | 3.32 | 33% | 21.45% | 33% | 21.45% | 11.12 | 11.12 | 1.34 | 0.96 | 1.23 | 0.87 |  | 14 | 80 | 80 | 66 | EF 95 | EF 60 | EF 60 | EF 74 | None | None | None | None | 0.0006035 | 0.000497 | 8 | 10% | 6.5% | 5% | 3.25% | 30 | 44 | 19 | 13 | 0.3 | 0.25 |  | 15 | 92 | 95 | 70 | EF 200 | EF 67 | EF 70 | EF 82 | Wrap 5 ft | Valve | Valve & LF | Valve & TS
No AC | Furnace | Crawlspace | 9 | 9 | 1 | pre78 | 1600 | 0.14016 | 0.00071 | 0.00071 | 3.32 | 33% | 24.75% | 33% | 24.75% | 11.12 | 11.12 | 1.34 | 0.96 | 1.23 | 0.87 |  | 11.4 | 80 | 80 | 62 | EF 86 | EF 59 | EF 59 | EF 52 | None | None | None | None | 0.00071 | 0.00071 | 3.32 | 33% | 24.75% | 33% | 24.75% | 11.12 | 11.12 | 1.34 | 0.96 | 1.23 | 0.87 |  | 14 | 80 | 80 | 66 | EF 95 | EF 60 | EF 60 | EF 74 | None | None | None | None | 0.0006035 | 0.000497 | 8 | 10% | 7.5% | 5% | 3.75% | 30 | 44 | 19 | 13 | 0.3 | 0.25 |  | 15 | 92 | 95 | 70 | EF 200 | EF 67 | EF 70 | EF 82 | Wrap 5 ft | Valve | Valve & LF | Valve & TS
No AC | Furnace | Crawlspace | 9 | 9 | 2 | pre78 | 1990 | 0.14016 | 0.00071 | 0.00071 | 3.32 | 33% | 21.45% | 33% | 21.45% | 11.12 | 11.12 | 1.34 | 0.96 | 1.23 | 0.87 |  | 11.4 | 80 | 80 | 62 | EF 86 | EF 59 | EF 59 | EF 52 | None | None | None | None | 0.00071 | 0.00071 | 3.32 | 33% | 21.45% | 33% | 21.45% | 11.12 | 11.12 | 1.34 | 0.96 | 1.23 | 0.87 |  | 14 | 80 | 80 | 66 | EF 95 | EF 60 | EF 60 | EF 74 | None | None | None | None | 0.0006035 | 0.000497 | 8 | 10% | 6.5% | 5% | 3.25% | 30 | 44 | 19 | 13 | 0.3 | 0.25 |  | 15 | 92 | 95 | 70 | EF 200 | EF 67 | EF 70 | EF 82 | Wrap 5 ft | Valve | Valve & LF | Valve & TS
AC | Furnace | Crawlspace | 9 | 9 | 1 | pre78 | 1600 | 0.14016 | 0.00071 | 0.00071 | 3.32 | 33% | 24.75% | 33% | 24.75% | 11.12 | 11.12 | 1.34 | 0.96 | 1.23 | 0.87 |  | 11.4 | 80 | 80 | 62 | EF 86 | EF 59 | EF 59 | EF 52 | None | None | None | None | 0.00071 | 0.00071 | 3.32 | 33% | 24.75% | 33% | 24.75% | 11.12 | 11.12 | 1.34 | 0.96 | 1.23 | 0.87 |  | 14 | 80 | 80 | 66 | EF 95 | EF 60 | EF 60 | EF 74 | None | None | None | None | 0.0006035 | 0.000497 | 8 | 10% | 7.5% | 5% | 3.75% | 30 | 44 | 19 | 13 | 0.3 | 0.25 |  | 15 | 92 | 95 | 70 | EF 200 | EF 67 | EF 70 | EF 82 | Wrap 5 ft | Valve | Valve & LF | Valve & TS
AC | Furnace | Crawlspace | 9 | 9 | 2 | pre78 | 1990 | 0.14016 | 0.00071 | 0.00071 | 3.32 | 33% | 21.45% | 33% | 21.45% | 11.12 | 11.12 | 1.34 | 0.96 | 1.23 | 0.87 |  | 11.4 | 80 | 80 | 62 | EF 86 | EF 59 | EF 59 | EF 52 | None | None | None | None | 0.00071 | 0.00071 | 3.32 | 33% | 21.45% | 33% | 21.45% | 11.12 | 11.12 | 1.34 | 0.96 | 1.23 | 0.87 |  | 14 | 80 | 80 | 66 | EF 95 | EF 60 | EF 60 | EF 74 | None | None | None | None | 0.0006035 | 0.000497 | 8 | 10% | 6.5% | 5% | 3.25% | 30 | 44 | 19 | 13 | 0.3 | 0.25 |  | 15 | 92 | 95 | 70 | EF 200 | EF 67 | EF 70 | EF 82 | Wrap 5 ft | Valve | Valve & LF | Valve & TS
No AC | Furnace | Slab-on-grade | 9 | 9 | 1 | 78-92 | 1810 | 0.11502 | 0.00052 | 0.00052 | 3.67 | 26% | 19.5% | 26% | 19.5% | 14.28 | 14.28 | 5.96 | 10.25 | 1.18 | 0.87 |  | 11.4 | 80 | 80 | 62 | EF 86 | EF 59 | EF 59 | EF 52 | None | None | None | None | 0.00052 | 0.00052 | 3.67 | 26% | 19.5% | 26% | 19.5% | 14.28 | 14.28 | 5.96 | 10.25 | 1.18 | 0.87 |  | 14 | 80 | 80 | 66 | EF 95 | EF 60 | EF 60 | EF 74 | None | None | None | None | 0.000442 | 0.000364 | 8 | 10% | 7.5% | 5% | 3.75% | 30 | 44 | 19 | 13 | 0.3 | 0.25 |  | 15 | 92 | 95 | 70 | EF 200 | EF 67 | EF 70 | EF 82 | Wrap 5 ft | Valve | Valve & LF | Valve & TS
No AC | Furnace | Slab-on-grade | 9 | 9 | 2 | 78-92 | 2400 | 0.11502 | 0.00052 | 0.00052 | 3.67 | 26% | 16.9% | 26% | 16.9% | 14.28 | 14.28 | 5.96 | 10.25 | 1.18 | 0.87 |  | 11.4 | 80 | 80 | 62 | EF 86 | EF 59 | EF 59 | EF 52 | None | None | None | None | 0.00052 | 0.00052 | 3.67 | 26% | 16.9% | 26% | 16.9% | 14.28 | 14.28 | 5.96 | 10.25 | 1.18 | 0.87 |  | 14 | 80 | 80 | 66 | EF 95 | EF 60 | EF 60 | EF 74 | None | None | None | None | 0.000442 | 0.000364 | 8 | 10% | 6.5% | 5% | 3.25% | 30 | 44 | 19 | 13 | 0.3 | 0.25 |  | 15 | 92 | 95 | 70 | EF 200 | EF 67 | EF 70 | EF 82 | Wrap 5 ft | Valve | Valve & LF | Valve & TS
AC | Furnace | Slab-on-grade | 9 | 9 | 1 | 78-92 | 1810 | 0.11502 | 0.00052 | 0.00052 | 3.67 | 26% | 19.5% | 26% | 19.5% | 14.28 | 14.28 | 5.96 | 10.25 | 1.18 | 0.87 |  | 11.4 | 80 | 80 | 62 | EF 86 | EF 59 | EF 59 | EF 52 | None | None | None | None | 0.00052 | 0.00052 | 3.67 | 26% | 19.5% | 26% | 19.5% | 14.28 | 14.28 | 5.96 | 10.25 | 1.18 | 0.87 |  | 14 | 80 | 80 | 66 | EF 95 | EF 60 | EF 60 | EF 74 | None | None | None | None | 0.000442 | 0.000364 | 8 | 10% | 7.5% | 5% | 3.75% | 30 | 44 | 19 | 13 | 0.3 | 0.25 |  | 15 | 92 | 95 | 70 | EF 200 | EF 67 | EF 70 | EF 82 | Wrap 5 ft | Valve | Valve & LF | Valve & TS
AC | Furnace | Slab-on-grade | 9 | 9 | 2 | 78-92 | 2400 | 0.11502 | 0.00052 | 0.00052 | 3.67 | 26% | 16.9% | 26% | 16.9% | 14.28 | 14.28 | 5.96 | 10.25 | 1.18 | 0.87 |  | 11.4 | 80 | 80 | 62 | EF 86 | EF 59 | EF 59 | EF 52 | None | None | None | None | 0.00052 | 0.00052 | 3.67 | 26% | 16.9% | 26% | 16.9% | 14.28 | 14.28 | 5.96 | 10.25 | 1.18 | 0.87 |  | 14 | 80 | 80 | 66 | EF 95 | EF 60 | EF 60 | EF 74 | None | None | None | None | 0.000442 | 0.000364 | 8 | 10% | 6.5% | 5% | 3.25% | 30 | 44 | 19 | 13 | 0.3 | 0.25 |  | 15 | 92 | 95 | 70 | EF 200 | EF 67 | EF 70 | EF 82 | Wrap 5 ft | Valve | Valve & LF | Valve & TS
No AC | Furnace | Crawlspace | 9 | 9 | 1 | 78-92 | 1810 | 0.11502 | 0.00052 | 0.00052 | 3.67 | 26% | 19.5% | 26% | 19.5% | 14.28 | 14.28 | 5.96 | 10.25 | 1.18 | 0.87 |  | 11.4 | 80 | 80 | 62 | EF 86 | EF 59 | EF 59 | EF 52 | None | None | None | None | 0.00052 | 0.00052 | 3.67 | 26% | 19.5% | 26% | 19.5% | 14.28 | 14.28 | 5.96 | 10.25 | 1.18 | 0.87 |  | 14 | 80 | 80 | 66 | EF 95 | EF 60 | EF 60 | EF 74 | None | None | None | None | 0.000442 | 0.000364 | 8 | 10% | 7.5% | 5% | 3.75% | 30 | 44 | 19 | 13 | 0.3 | 0.25 |  | 15 | 92 | 95 | 70 | EF 200 | EF 67 | EF 70 | EF 82 | Wrap 5 ft | Valve | Valve & LF | Valve & TS
No AC | Furnace | Crawlspace | 9 | 9 | 2 | 78-92 | 2400 | 0.11502 | 0.00052 | 0.00052 | 3.67 | 26% | 16.9% | 26% | 16.9% | 14.28 | 14.28 | 5.96 | 10.25 | 1.18 | 0.87 |  | 11.4 | 80 | 80 | 62 | EF 86 | EF 59 | EF 59 | EF 52 | None | None | None | None | 0.00052 | 0.00052 | 3.67 | 26% | 16.9% | 26% | 16.9% | 14.28 | 14.28 | 5.96 | 10.25 | 1.18 | 0.87 |  | 14 | 80 | 80 | 66 | EF 95 | EF 60 | EF 60 | EF 74 | None | None | None | None | 0.000442 | 0.000364 | 8 | 10% | 6.5% | 5% | 3.25% | 30 | 44 | 19 | 13 | 0.3 | 0.25 |  | 15 | 92 | 95 | 70 | EF 200 | EF 67 | EF 70 | EF 82 | Wrap 5 ft | Valve | Valve & LF | Valve & TS
AC | Furnace | Crawlspace | 9 | 9 | 1 | 78-92 | 1810 | 0.11502 | 0.00052 | 0.00052 | 3.67 | 26% | 19.5% | 26% | 19.5% | 14.28 | 14.28 | 5.96 | 10.25 | 1.18 | 0.87 |  | 11.4 | 80 | 80 | 62 | EF 86 | EF 59 | EF 59 | EF 52 | None | None | None | None | 0.00052 | 0.00052 | 3.67 | 26% | 19.5% | 26% | 19.5% | 14.28 | 14.28 | 5.96 | 10.25 | 1.18 | 0.87 |  | 14 | 80 | 80 | 66 | EF 95 | EF 60 | EF 60 | EF 74 | None | None | None | None | 0.000442 | 0.000364 | 8 | 10% | 7.5% | 5% | 3.75% | 30 | 44 | 19 | 13 | 0.3 | 0.25 |  | 15 | 92 | 95 | 70 | EF 200 | EF 67 | EF 70 | EF 82 | Wrap 5 ft | Valve | Valve & LF | Valve & TS
AC | Furnace | Crawlspace | 9 | 9 | 2 | 78-92 | 2400 | 0.11502 | 0.00052 | 0.00052 | 3.67 | 26% | 16.9% | 26% | 16.9% | 14.28 | 14.28 | 5.96 | 10.25 | 1.18 | 0.87 |  | 11.4 | 80 | 80 | 62 | EF 86 | EF 59 | EF 59 | EF 52 | None | None | None | None | 0.00052 | 0.00052 | 3.67 | 26% | 16.9% | 26% | 16.9% | 14.28 | 14.28 | 5.96 | 10.25 | 1.18 | 0.87 |  | 14 | 80 | 80 | 66 | EF 95 | EF 60 | EF 60 | EF 74 | None | None | None | None | 0.000442 | 0.000364 | 8 | 10% | 6.5% | 5% | 3.25% | 30 | 44 | 19 | 13 | 0.3 | 0.25 |  | 15 | 92 | 95 | 70 | EF 200 | EF 67 | EF 70 | EF 82 | Wrap 5 ft | Valve | Valve & LF | Valve & TS
No AC | Furnace | Slab-on-grade | 9 | 9 | 1 | 93-01 | 1910 | 0.2 | 0.00046 | 0.00046 | 4.26 | 22% | 16.5% | 22% | 16.5% | 17.33 | 17.33 | 5.96 | 10.25 | 0.67 | 0.61 |  | 11.4 | 80 | 80 | 62 | EF 86 | EF 59 | EF 59 | EF 52 | None | None | None | None | 0.00046 | 0.00046 | 4.26 | 22% | 16.5% | 22% | 16.5% | 17.33 | 17.33 | 5.96 | 10.25 | 0.67 | 0.61 |  | 14 | 80 | 80 | 66 | EF 95 | EF 60 | EF 60 | EF 74 | None | None | None | None | 0.000391 | 0.000322 | 8 | 10% | 7.5% | 5% | 3.75% | 30 | 44 | 19 | 13 | 0.3 | 0.25 |  | 15 | 92 | 95 | 70 | EF 200 | EF 67 | EF 70 | EF 82 | Wrap 5 ft | Valve | Valve & LF | Valve & TS
No AC | Furnace | Slab-on-grade | 9 | 9 | 2 | 93-01 | 2730 | 0.2 | 0.00046 | 0.00046 | 4.26 | 22% | 14.3% | 22% | 14.3% | 17.33 | 17.33 | 5.96 | 10.25 | 0.67 | 0.61 |  | 11.4 | 80 | 80 | 62 | EF 86 | EF 59 | EF 59 | EF 52 | None | None | None | None | 0.00046 | 0.00046 | 4.26 | 22% | 14.3% | 22% | 14.3% | 17.33 | 17.33 | 5.96 | 10.25 | 0.67 | 0.61 |  | 14 | 80 | 80 | 66 | EF 95 | EF 60 | EF 60 | EF 74 | None | None | None | None | 0.000391 | 0.000322 | 8 | 10% | 6.5% | 5% | 3.25% | 30 | 44 | 19 | 13 | 0.3 | 0.25 |  | 15 | 92 | 95 | 70 | EF 200 | EF 67 | EF 70 | EF 82 | Wrap 5 ft | Valve | Valve & LF | Valve & TS
AC | Furnace | Slab-on-grade | 9 | 9 | 1 | 93-01 | 1910 | 0.2 | 0.00046 | 0.00046 | 4.26 | 22% | 16.5% | 22% | 16.5% | 17.33 | 17.33 | 5.96 | 10.25 | 0.67 | 0.61 |  | 11.4 | 80 | 80 | 62 | EF 86 | EF 59 | EF 59 | EF 52 | None | None | None | None | 0.00046 | 0.00046 | 4.26 | 22% | 16.5% | 22% | 16.5% | 17.33 | 17.33 | 5.96 | 10.25 | 0.67 | 0.61 |  | 14 | 80 | 80 | 66 | EF 95 | EF 60 | EF 60 | EF 74 | None | None | None | None | 0.000391 | 0.000322 | 8 | 10% | 7.5% | 5% | 3.75% | 30 | 44 | 19 | 13 | 0.3 | 0.25 |  | 15 | 92 | 95 | 70 | EF 200 | EF 67 | EF 70 | EF 82 | Wrap 5 ft | Valve | Valve & LF | Valve & TS
AC | Furnace | Slab-on-grade | 9 | 9 | 2 | 93-01 | 2730 | 0.2 | 0.00046 | 0.00046 | 4.26 | 22% | 14.3% | 22% | 14.3% | 17.33 | 17.33 | 5.96 | 10.25 | 0.67 | 0.61 |  | 11.4 | 80 | 80 | 62 | EF 86 | EF 59 | EF 59 | EF 52 | None | None | None | None | 0.00046 | 0.00046 | 4.26 | 22% | 14.3% | 22% | 14.3% | 17.33 | 17.33 | 5.96 | 10.25 | 0.67 | 0.61 |  | 14 | 80 | 80 | 66 | EF 95 | EF 60 | EF 60 | EF 74 | None | None | None | None | 0.000391 | 0.000322 | 8 | 10% | 6.5% | 5% | 3.25% | 30 | 44 | 19 | 13 | 0.3 | 0.25 |  | 15 | 92 | 95 | 70 | EF 200 | EF 67 | EF 70 | EF 82 | Wrap 5 ft | Valve | Valve & LF | Valve & TS
No AC | Furnace | Crawlspace | 9 | 9 | 1 | 93-01 | 1910 | 0.2 | 0.00046 | 0.00046 | 4.26 | 22% | 16.5% | 22% | 16.5% | 17.33 | 17.33 | 5.96 | 10.25 | 0.67 | 0.61 |  | 11.4 | 80 | 80 | 62 | EF 86 | EF 59 | EF 59 | EF 52 | None | None | None | None | 0.00046 | 0.00046 | 4.26 | 22% | 16.5% | 22% | 16.5% | 17.33 | 17.33 | 5.96 | 10.25 | 0.67 | 0.61 |  | 14 | 80 | 80 | 66 | EF 95 | EF 60 | EF 60 | EF 74 | None | None | None | None | 0.000391 | 0.000322 | 8 | 10% | 7.5% | 5% | 3.75% | 30 | 44 | 19 | 13 | 0.3 | 0.25 |  | 15 | 92 | 95 | 70 | EF 200 | EF 67 | EF 70 | EF 82 | Wrap 5 ft | Valve | Valve & LF | Valve & TS
No AC | Furnace | Crawlspace | 9 | 9 | 2 | 93-01 | 2730 | 0.2 | 0.00046 | 0.00046 | 4.26 | 22% | 14.3% | 22% | 14.3% | 17.33 | 17.33 | 5.96 | 10.25 | 0.67 | 0.61 |  | 11.4 | 80 | 80 | 62 | EF 86 | EF 59 | EF 59 | EF 52 | None | None | None | None | 0.00046 | 0.00046 | 4.26 | 22% | 14.3% | 22% | 14.3% | 17.33 | 17.33 | 5.96 | 10.25 | 0.67 | 0.61 |  | 14 | 80 | 80 | 66 | EF 95 | EF 60 | EF 60 | EF 74 | None | None | None | None | 0.000391 | 0.000322 | 8 | 10% | 6.5% | 5% | 3.25% | 30 | 44 | 19 | 13 | 0.3 | 0.25 |  | 15 | 92 | 95 | 70 | EF 200 | EF 67 | EF 70 | EF 82 | Wrap 5 ft | Valve | Valve & LF | Valve & TS
AC | Furnace | Crawlspace | 9 | 9 | 1 | 93-01 | 1910 | 0.2 | 0.00046 | 0.00046 | 4.26 | 22% | 16.5% | 22% | 16.5% | 17.33 | 17.33 | 5.96 | 10.25 | 0.67 | 0.61 |  | 11.4 | 80 | 80 | 62 | EF 86 | EF 59 | EF 59 | EF 52 | None | None | None | None | 0.00046 | 0.00046 | 4.26 | 22% | 16.5% | 22% | 16.5% | 17.33 | 17.33 | 5.96 | 10.25 | 0.67 | 0.61 |  | 14 | 80 | 80 | 66 | EF 95 | EF 60 | EF 60 | EF 74 | None | None | None | None | 0.000391 | 0.000322 | 8 | 10% | 7.5% | 5% | 3.75% | 30 | 44 | 19 | 13 | 0.3 | 0.25 |  | 15 | 92 | 95 | 70 | EF 200 | EF 67 | EF 70 | EF 82 | Wrap 5 ft | Valve | Valve & LF | Valve & TS
AC | Furnace | Crawlspace | 9 | 9 | 2 | 93-01 | 2730 | 0.2 | 0.00046 | 0.00046 | 4.26 | 22% | 14.3% | 22% | 14.3% | 17.33 | 17.33 | 5.96 | 10.25 | 0.67 | 0.61 |  | 11.4 | 80 | 80 | 62 | EF 86 | EF 59 | EF 59 | EF 52 | None | None | None | None | 0.00046 | 0.00046 | 4.26 | 22% | 14.3% | 22% | 14.3% | 17.33 | 17.33 | 5.96 | 10.25 | 0.67 | 0.61 |  | 14 | 80 | 80 | 66 | EF 95 | EF 60 | EF 60 | EF 74 | None | None | None | None | 0.000391 | 0.000322 | 8 | 10% | 6.5% | 5% | 3.25% | 30 | 44 | 19 | 13 | 0.3 | 0.25 |  | 15 | 92 | 95 | 70 | EF 200 | EF 67 | EF 70 | EF 82 | Wrap 5 ft | Valve | Valve & LF | Valve & TS
No AC | Wall Furnace | Slab-on-grade | 9 | 9 | 1 | pre78 | 1600 | 0.14016 | 0.00071 | 0.00071 | 3.32 | 33% | 24.75% | 33% | 24.75% | 11.12 | 11.12 | 1.34 | 0.96 | 1.23 | 0.87 |  | 11.4 | 80 | 80 | 62 | EF 86 | EF 59 | EF 59 | EF 52 | None | None | None | None | 0.00071 | 0.00071 | 3.32 | 33% | 24.75% | 33% | 24.75% | 11.12 | 11.12 | 1.34 | 0.96 | 1.23 | 0.87 |  | 14 | 80 | 80 | 66 | EF 95 | EF 60 | EF 60 | EF 74 | None | None | None | None | 0.0006035 | 0.000497 | 8 | 10% | 7.5% | 5% | 3.75% | 30 | 44 | 19 | 13 | 0.3 | 0.25 |  | 15 | 92 | 95 | 70 | EF 200 | EF 67 | EF 70 | EF 82 | Wrap 5 ft | Valve | Valve & LF | Valve & TS
No AC | Wall Furnace | Slab-on-grade | 9 | 9 | 2 | pre78 | 1990 | 0.14016 | 0.00071 | 0.00071 | 3.32 | 33% | 21.45% | 33% | 21.45% | 11.12 | 11.12 | 1.34 | 0.96 | 1.23 | 0.87 |  | 11.4 | 80 | 80 | 62 | EF 86 | EF 59 | EF 59 | EF 52 | None | None | None | None | 0.00071 | 0.00071 | 3.32 | 33% | 21.45% | 33% | 21.45% | 11.12 | 11.12 | 1.34 | 0.96 | 1.23 | 0.87 |  | 14 | 80 | 80 | 66 | EF 95 | EF 60 | EF 60 | EF 74 | None | None | None | None | 0.0006035 | 0.000497 | 8 | 10% | 6.5% | 5% | 3.25% | 30 | 44 | 19 | 13 | 0.3 | 0.25 |  | 15 | 92 | 95 | 70 | EF 200 | EF 67 | EF 70 | EF 82 | Wrap 5 ft | Valve | Valve & LF | Valve & TS
AC | Wall Furnace | Slab-on-grade | 9 | 9 | 1 | pre78 | 1600 | 0.14016 | 0.00071 | 0.00071 | 3.32 | 33% | 24.75% | 33% | 24.75% | 11.12 | 11.12 | 1.34 | 0.96 | 1.23 | 0.87 |  | 11.4 | 80 | 80 | 62 | EF 86 | EF 59 | EF 59 | EF 52 | None | None | None | None | 0.00071 | 0.00071 | 3.32 | 33% | 24.75% | 33% | 24.75% | 11.12 | 11.12 | 1.34 | 0.96 | 1.23 | 0.87 |  | 14 | 80 | 80 | 66 | EF 95 | EF 60 | EF 60 | EF 74 | None | None | None | None | 0.0006035 | 0.000497 | 8 | 10% | 7.5% | 5% | 3.75% | 30 | 44 | 19 | 13 | 0.3 | 0.25 |  | 15 | 92 | 95 | 70 | EF 200 | EF 67 | EF 70 | EF 82 | Wrap 5 ft | Valve | Valve & LF | Valve & TS
AC | Wall Furnace | Slab-on-grade | 9 | 9 | 2 | pre78 | 1990 | 0.14016 | 0.00071 | 0.00071 | 3.32 | 33% | 21.45% | 33% | 21.45% | 11.12 | 11.12 | 1.34 | 0.96 | 1.23 | 0.87 |  | 11.4 | 80 | 80 | 62 | EF 86 | EF 59 | EF 59 | EF 52 | None | None | None | None | 0.00071 | 0.00071 | 3.32 | 33% | 21.45% | 33% | 21.45% | 11.12 | 11.12 | 1.34 | 0.96 | 1.23 | 0.87 |  | 14 | 80 | 80 | 66 | EF 95 | EF 60 | EF 60 | EF 74 | None | None | None | None | 0.0006035 | 0.000497 | 8 | 10% | 6.5% | 5% | 3.25% | 30 | 44 | 19 | 13 | 0.3 | 0.25 |  | 15 | 92 | 95 | 70 | EF 200 | EF 67 | EF 70 | EF 82 | Wrap 5 ft | Valve | Valve & LF | Valve & TS
No AC | Wall Furnace | Crawlspace | 9 | 9 | 1 | pre78 | 1600 | 0.14016 | 0.00071 | 0.00071 | 3.32 | 33% | 24.75% | 33% | 24.75% | 11.12 | 11.12 | 1.34 | 0.96 | 1.23 | 0.87 |  | 11.4 | 80 | 80 | 62 | EF 86 | EF 59 | EF 59 | EF 52 | None | None | None | None | 0.00071 | 0.00071 | 3.32 | 33% | 24.75% | 33% | 24.75% | 11.12 | 11.12 | 1.34 | 0.96 | 1.23 | 0.87 |  | 14 | 80 | 80 | 66 | EF 95 | EF 60 | EF 60 | EF 74 | None | None | None | None | 0.0006035 | 0.000497 | 8 | 10% | 7.5% | 5% | 3.75% | 30 | 44 | 19 | 13 | 0.3 | 0.25 |  | 15 | 92 | 95 | 70 | EF 200 | EF 67 | EF 70 | EF 82 | Wrap 5 ft | Valve | Valve & LF | Valve & TS
No AC | Wall Furnace | Crawlspace | 9 | 9 | 2 | pre78 | 1990 | 0.14016 | 0.00071 | 0.00071 | 3.32 | 33% | 21.45% | 33% | 21.45% | 11.12 | 11.12 | 1.34 | 0.96 | 1.23 | 0.87 |  | 11.4 | 80 | 80 | 62 | EF 86 | EF 59 | EF 59 | EF 52 | None | None | None | None | 0.00071 | 0.00071 | 3.32 | 33% | 21.45% | 33% | 21.45% | 11.12 | 11.12 | 1.34 | 0.96 | 1.23 | 0.87 |  | 14 | 80 | 80 | 66 | EF 95 | EF 60 | EF 60 | EF 74 | None | None | None | None | 0.0006035 | 0.000497 | 8 | 10% | 6.5% | 5% | 3.25% | 30 | 44 | 19 | 13 | 0.3 | 0.25 |  | 15 | 92 | 95 | 70 | EF 200 | EF 67 | EF 70 | EF 82 | Wrap 5 ft | Valve | Valve & LF | Valve & TS
AC | Wall Furnace | Crawlspace | 9 | 9 | 1 | pre78 | 1600 | 0.14016 | 0.00071 | 0.00071 | 3.32 | 33% | 24.75% | 33% | 24.75% | 11.12 | 11.12 | 1.34 | 0.96 | 1.23 | 0.87 |  | 11.4 | 80 | 80 | 62 | EF 86 | EF 59 | EF 59 | EF 52 | None | None | None | None | 0.00071 | 0.00071 | 3.32 | 33% | 24.75% | 33% | 24.75% | 11.12 | 11.12 | 1.34 | 0.96 | 1.23 | 0.87 |  | 14 | 80 | 80 | 66 | EF 95 | EF 60 | EF 60 | EF 74 | None | None | None | None | 0.0006035 | 0.000497 | 8 | 10% | 7.5% | 5% | 3.75% | 30 | 44 | 19 | 13 | 0.3 | 0.25 |  | 15 | 92 | 95 | 70 | EF 200 | EF 67 | EF 70 | EF 82 | Wrap 5 ft | Valve | Valve & LF | Valve & TS
AC | Wall Furnace | Crawlspace | 9 | 9 | 2 | pre78 | 1990 | 0.14016 | 0.00071 | 0.00071 | 3.32 | 33% | 21.45% | 33% | 21.45% | 11.12 | 11.12 | 1.34 | 0.96 | 1.23 | 0.87 |  | 11.4 | 80 | 80 | 62 | EF 86 | EF 59 | EF 59 | EF 52 | None | None | None | None | 0.00071 | 0.00071 | 3.32 | 33% | 21.45% | 33% | 21.45% | 11.12 | 11.12 | 1.34 | 0.96 | 1.23 | 0.87 |  | 14 | 80 | 80 | 66 | EF 95 | EF 60 | EF 60 | EF 74 | None | None | None | None | 0.0006035 | 0.000497 | 8 | 10% | 6.5% | 5% | 3.25% | 30 | 44 | 19 | 13 | 0.3 | 0.25 |  | 15 | 92 | 95 | 70 | EF 200 | EF 67 | EF 70 | EF 82 | Wrap 5 ft | Valve | Valve & LF | Valve & TS
No AC | Wall Furnace | Slab-on-grade | 9 | 9 | 1 | 78-92 | 1810 | 0.11502 | 0.00052 | 0.00052 | 3.67 | 26% | 19.5% | 26% | 19.5% | 14.28 | 14.28 | 5.96 | 10.25 | 1.18 | 0.87 |  | 11.4 | 80 | 80 | 62 | EF 86 | EF 59 | EF 59 | EF 52 | None | None | None | None | 0.00052 | 0.00052 | 3.67 | 26% | 19.5% | 26% | 19.5% | 14.28 | 14.28 | 5.96 | 10.25 | 1.18 | 0.87 |  | 14 | 80 | 80 | 66 | EF 95 | EF 60 | EF 60 | EF 74 | None | None | None | None | 0.000442 | 0.000364 | 8 | 10% | 7.5% | 5% | 3.75% | 30 | 44 | 19 | 13 | 0.3 | 0.25 |  | 15 | 92 | 95 | 70 | EF 200 | EF 67 | EF 70 | EF 82 | Wrap 5 ft | Valve | Valve & LF | Valve & TS
No AC | Wall Furnace | Slab-on-grade | 9 | 9 | 2 | 78-92 | 2400 | 0.11502 | 0.00052 | 0.00052 | 3.67 | 26% | 16.9% | 26% | 16.9% | 14.28 | 14.28 | 5.96 | 10.25 | 1.18 | 0.87 |  | 11.4 | 80 | 80 | 62 | EF 86 | EF 59 | EF 59 | EF 52 | None | None | None | None | 0.00052 | 0.00052 | 3.67 | 26% | 16.9% | 26% | 16.9% | 14.28 | 14.28 | 5.96 | 10.25 | 1.18 | 0.87 |  | 14 | 80 | 80 | 66 | EF 95 | EF 60 | EF 60 | EF 74 | None | None | None | None | 0.000442 | 0.000364 | 8 | 10% | 6.5% | 5% | 3.25% | 30 | 44 | 19 | 13 | 0.3 | 0.25 |  | 15 | 92 | 95 | 70 | EF 200 | EF 67 | EF 70 | EF 82 | Wrap 5 ft | Valve | Valve & LF | Valve & TS
AC | Wall Furnace | Slab-on-grade | 9 | 9 | 1 | 78-92 | 1810 | 0.11502 | 0.00052 | 0.00052 | 3.67 | 26% | 19.5% | 26% | 19.5% | 14.28 | 14.28 | 5.96 | 10.25 | 1.18 | 0.87 |  | 11.4 | 80 | 80 | 62 | EF 86 | EF 59 | EF 59 | EF 52 | None | None | None | None | 0.00052 | 0.00052 | 3.67 | 26% | 19.5% | 26% | 19.5% | 14.28 | 14.28 | 5.96 | 10.25 | 1.18 | 0.87 |  | 14 | 80 | 80 | 66 | EF 95 | EF 60 | EF 60 | EF 74 | None | None | None | None | 0.000442 | 0.000364 | 8 | 10% | 7.5% | 5% | 3.75% | 30 | 44 | 19 | 13 | 0.3 | 0.25 |  | 15 | 92 | 95 | 70 | EF 200 | EF 67 | EF 70 | EF 82 | Wrap 5 ft | Valve | Valve & LF | Valve & TS
AC | Wall Furnace | Slab-on-grade | 9 | 9 | 2 | 78-92 | 2400 | 0.11502 | 0.00052 | 0.00052 | 3.67 | 26% | 16.9% | 26% | 16.9% | 14.28 | 14.28 | 5.96 | 10.25 | 1.18 | 0.87 |  | 11.4 | 80 | 80 | 62 | EF 86 | EF 59 | EF 59 | EF 52 | None | None | None | None | 0.00052 | 0.00052 | 3.67 | 26% | 16.9% | 26% | 16.9% | 14.28 | 14.28 | 5.96 | 10.25 | 1.18 | 0.87 |  | 14 | 80 | 80 | 66 | EF 95 | EF 60 | EF 60 | EF 74 | None | None | None | None | 0.000442 | 0.000364 | 8 | 10% | 6.5% | 5% | 3.25% | 30 | 44 | 19 | 13 | 0.3 | 0.25 |  | 15 | 92 | 95 | 70 | EF 200 | EF 67 | EF 70 | EF 82 | Wrap 5 ft | Valve | Valve & LF | Valve & TS
No AC | Wall Furnace | Crawlspace | 9 | 9 | 1 | 78-92 | 1810 | 0.11502 | 0.00052 | 0.00052 | 3.67 | 26% | 19.5% | 26% | 19.5% | 14.28 | 14.28 | 5.96 | 10.25 | 1.18 | 0.87 |  | 11.4 | 80 | 80 | 62 | EF 86 | EF 59 | EF 59 | EF 52 | None | None | None | None | 0.00052 | 0.00052 | 3.67 | 26% | 19.5% | 26% | 19.5% | 14.28 | 14.28 | 5.96 | 10.25 | 1.18 | 0.87 |  | 14 | 80 | 80 | 66 | EF 95 | EF 60 | EF 60 | EF 74 | None | None | None | None | 0.000442 | 0.000364 | 8 | 10% | 7.5% | 5% | 3.75% | 30 | 44 | 19 | 13 | 0.3 | 0.25 |  | 15 | 92 | 95 | 70 | EF 200 | EF 67 | EF 70 | EF 82 | Wrap 5 ft | Valve | Valve & LF | Valve & TS
No AC | Wall Furnace | Crawlspace | 9 | 9 | 2 | 78-92 | 2400 | 0.11502 | 0.00052 | 0.00052 | 3.67 | 26% | 16.9% | 26% | 16.9% | 14.28 | 14.28 | 5.96 | 10.25 | 1.18 | 0.87 |  | 11.4 | 80 | 80 | 62 | EF 86 | EF 59 | EF 59 | EF 52 | None | None | None | None | 0.00052 | 0.00052 | 3.67 | 26% | 16.9% | 26% | 16.9% | 14.28 | 14.28 | 5.96 | 10.25 | 1.18 | 0.87 |  | 14 | 80 | 80 | 66 | EF 95 | EF 60 | EF 60 | EF 74 | None | None | None | None | 0.000442 | 0.000364 | 8 | 10% | 6.5% | 5% | 3.25% | 30 | 44 | 19 | 13 | 0.3 | 0.25 |  | 15 | 92 | 95 | 70 | EF 200 | EF 67 | EF 70 | EF 82 | Wrap 5 ft | Valve | Valve & LF | Valve & TS
AC | Wall Furnace | Crawlspace | 9 | 9 | 1 | 78-92 | 1810 | 0.11502 | 0.00052 | 0.00052 | 3.67 | 26% | 19.5% | 26% | 19.5% | 14.28 | 14.28 | 5.96 | 10.25 | 1.18 | 0.87 |  | 11.4 | 80 | 80 | 62 | EF 86 | EF 59 | EF 59 | EF 52 | None | None | None | None | 0.00052 | 0.00052 | 3.67 | 26% | 19.5% | 26% | 19.5% | 14.28 | 14.28 | 5.96 | 10.25 | 1.18 | 0.87 |  | 14 | 80 | 80 | 66 | EF 95 | EF 60 | EF 60 | EF 74 | None | None | None | None | 0.000442 | 0.000364 | 8 | 10% | 7.5% | 5% | 3.75% | 30 | 44 | 19 | 13 | 0.3 | 0.25 |  | 15 | 92 | 95 | 70 | EF 200 | EF 67 | EF 70 | EF 82 | Wrap 5 ft | Valve | Valve & LF | Valve & TS
AC | Wall Furnace | Crawlspace | 9 | 9 | 2 | 78-92 | 2400 | 0.11502 | 0.00052 | 0.00052 | 3.67 | 26% | 16.9% | 26% | 16.9% | 14.28 | 14.28 | 5.96 | 10.25 | 1.18 | 0.87 |  | 11.4 | 80 | 80 | 62 | EF 86 | EF 59 | EF 59 | EF 52 | None | None | None | None | 0.00052 | 0.00052 | 3.67 | 26% | 16.9% | 26% | 16.9% | 14.28 | 14.28 | 5.96 | 10.25 | 1.18 | 0.87 |  | 14 | 80 | 80 | 66 | EF 95 | EF 60 | EF 60 | EF 74 | None | None | None | None | 0.000442 | 0.000364 | 8 | 10% | 6.5% | 5% | 3.25% | 30 | 44 | 19 | 13 | 0.3 | 0.25 |  | 15 | 92 | 95 | 70 | EF 200 | EF 67 | EF 70 | EF 82 | Wrap 5 ft | Valve | Valve & LF | Valve & TS
No AC | Wall Furnace | Slab-on-grade | 9 | 9 | 1 | 93-01 | 1910 | 0.2 | 0.00046 | 0.00046 | 4.26 | 22% | 16.5% | 22% | 16.5% | 17.33 | 17.33 | 5.96 | 10.25 | 0.67 | 0.61 |  | 11.4 | 80 | 80 | 62 | EF 86 | EF 59 | EF 59 | EF 52 | None | None | None | None | 0.00046 | 0.00046 | 4.26 | 22% | 16.5% | 22% | 16.5% | 17.33 | 17.33 | 5.96 | 10.25 | 0.67 | 0.61 |  | 14 | 80 | 80 | 66 | EF 95 | EF 60 | EF 60 | EF 74 | None | None | None | None | 0.000391 | 0.000322 | 8 | 10% | 7.5% | 5% | 3.75% | 30 | 44 | 19 | 13 | 0.3 | 0.25 |  | 15 | 92 | 95 | 70 | EF 200 | EF 67 | EF 70 | EF 82 | Wrap 5 ft | Valve | Valve & LF | Valve & TS
No AC | Wall Furnace | Slab-on-grade | 9 | 9 | 2 | 93-01 | 2730 | 0.2 | 0.00046 | 0.00046 | 4.26 | 22% | 14.3% | 22% | 14.3% | 17.33 | 17.33 | 5.96 | 10.25 | 0.67 | 0.61 |  | 11.4 | 80 | 80 | 62 | EF 86 | EF 59 | EF 59 | EF 52 | None | None | None | None | 0.00046 | 0.00046 | 4.26 | 22% | 14.3% | 22% | 14.3% | 17.33 | 17.33 | 5.96 | 10.25 | 0.67 | 0.61 |  | 14 | 80 | 80 | 66 | EF 95 | EF 60 | EF 60 | EF 74 | None | None | None | None | 0.000391 | 0.000322 | 8 | 10% | 6.5% | 5% | 3.25% | 30 | 44 | 19 | 13 | 0.3 | 0.25 |  | 15 | 92 | 95 | 70 | EF 200 | EF 67 | EF 70 | EF 82 | Wrap 5 ft | Valve | Valve & LF | Valve & TS
AC | Wall Furnace | Slab-on-grade | 9 | 9 | 1 | 93-01 | 1910 | 0.2 | 0.00046 | 0.00046 | 4.26 | 22% | 16.5% | 22% | 16.5% | 17.33 | 17.33 | 5.96 | 10.25 | 0.67 | 0.61 |  | 11.4 | 80 | 80 | 62 | EF 86 | EF 59 | EF 59 | EF 52 | None | None | None | None | 0.00046 | 0.00046 | 4.26 | 22% | 16.5% | 22% | 16.5% | 17.33 | 17.33 | 5.96 | 10.25 | 0.67 | 0.61 |  | 14 | 80 | 80 | 66 | EF 95 | EF 60 | EF 60 | EF 74 | None | None | None | None | 0.000391 | 0.000322 | 8 | 10% | 7.5% | 5% | 3.75% | 30 | 44 | 19 | 13 | 0.3 | 0.25 |  | 15 | 92 | 95 | 70 | EF 200 | EF 67 | EF 70 | EF 82 | Wrap 5 ft | Valve | Valve & LF | Valve & TS
AC | Wall Furnace | Slab-on-grade | 9 | 9 | 2 | 93-01 | 2730 | 0.2 | 0.00046 | 0.00046 | 4.26 | 22% | 14.3% | 22% | 14.3% | 17.33 | 17.33 | 5.96 | 10.25 | 0.67 | 0.61 |  | 11.4 | 80 | 80 | 62 | EF 86 | EF 59 | EF 59 | EF 52 | None | None | None | None | 0.00046 | 0.00046 | 4.26 | 22% | 14.3% | 22% | 14.3% | 17.33 | 17.33 | 5.96 | 10.25 | 0.67 | 0.61 |  | 14 | 80 | 80 | 66 | EF 95 | EF 60 | EF 60 | EF 74 | None | None | None | None | 0.000391 | 0.000322 | 8 | 10% | 6.5% | 5% | 3.25% | 30 | 44 | 19 | 13 | 0.3 | 0.25 |  | 15 | 92 | 95 | 70 | EF 200 | EF 67 | EF 70 | EF 82 | Wrap 5 ft | Valve | Valve & LF | Valve & TS
No AC | Wall Furnace | Crawlspace | 9 | 9 | 1 | 93-01 | 1910 | 0.2 | 0.00046 | 0.00046 | 4.26 | 22% | 16.5% | 22% | 16.5% | 17.33 | 17.33 | 5.96 | 10.25 | 0.67 | 0.61 |  | 11.4 | 80 | 80 | 62 | EF 86 | EF 59 | EF 59 | EF 52 | None | None | None | None | 0.00046 | 0.00046 | 4.26 | 22% | 16.5% | 22% | 16.5% | 17.33 | 17.33 | 5.96 | 10.25 | 0.67 | 0.61 |  | 14 | 80 | 80 | 66 | EF 95 | EF 60 | EF 60 | EF 74 | None | None | None | None | 0.000391 | 0.000322 | 8 | 10% | 7.5% | 5% | 3.75% | 30 | 44 | 19 | 13 | 0.3 | 0.25 |  | 15 | 92 | 95 | 70 | EF 200 | EF 67 | EF 70 | EF 82 | Wrap 5 ft | Valve | Valve & LF | Valve & TS
No AC | Wall Furnace | Crawlspace | 9 | 9 | 2 | 93-01 | 2730 | 0.2 | 0.00046 | 0.00046 | 4.26 | 22% | 14.3% | 22% | 14.3% | 17.33 | 17.33 | 5.96 | 10.25 | 0.67 | 0.61 |  | 11.4 | 80 | 80 | 62 | EF 86 | EF 59 | EF 59 | EF 52 | None | None | None | None | 0.00046 | 0.00046 | 4.26 | 22% | 14.3% | 22% | 14.3% | 17.33 | 17.33 | 5.96 | 10.25 | 0.67 | 0.61 |  | 14 | 80 | 80 | 66 | EF 95 | EF 60 | EF 60 | EF 74 | None | None | None | None | 0.000391 | 0.000322 | 8 | 10% | 6.5% | 5% | 3.25% | 30 | 44 | 19 | 13 | 0.3 | 0.25 |  | 15 | 92 | 95 | 70 | EF 200 | EF 67 | EF 70 | EF 82 | Wrap 5 ft | Valve | Valve & LF | Valve & TS
AC | Wall Furnace | Crawlspace | 9 | 9 | 1 | 93-01 | 1910 | 0.2 | 0.00046 | 0.00046 | 4.26 | 22% | 16.5% | 22% | 16.5% | 17.33 | 17.33 | 5.96 | 10.25 | 0.67 | 0.61 |  | 11.4 | 80 | 80 | 62 | EF 86 | EF 59 | EF 59 | EF 52 | None | None | None | None | 0.00046 | 0.00046 | 4.26 | 22% | 16.5% | 22% | 16.5% | 17.33 | 17.33 | 5.96 | 10.25 | 0.67 | 0.61 |  | 14 | 80 | 80 | 66 | EF 95 | EF 60 | EF 60 | EF 74 | None | None | None | None | 0.000391 | 0.000322 | 8 | 10% | 7.5% | 5% | 3.75% | 30 | 44 | 19 | 13 | 0.3 | 0.25 |  | 15 | 92 | 95 | 70 | EF 200 | EF 67 | EF 70 | EF 82 | Wrap 5 ft | Valve | Valve & LF | Valve & TS
AC | Wall Furnace | Crawlspace | 9 | 9 | 2 | 93-01 | 2730 | 0.2 | 0.00046 | 0.00046 | 4.26 | 22% | 14.3% | 22% | 14.3% | 17.33 | 17.33 | 5.96 | 10.25 | 0.67 | 0.61 |  | 11.4 | 80 | 80 | 62 | EF 86 | EF 59 | EF 59 | EF 52 | None | None | None | None | 0.00046 | 0.00046 | 4.26 | 22% | 14.3% | 22% | 14.3% | 17.33 | 17.33 | 5.96 | 10.25 | 0.67 | 0.61 |  | 14 | 80 | 80 | 66 | EF 95 | EF 60 | EF 60 | EF 74 | None | None | None | None | 0.000391 | 0.000322 | 8 | 10% | 6.5% | 5% | 3.25% | 30 | 44 | 19 | 13 | 0.3 | 0.25 |  | 15 | 92 | 95 | 70 | EF 200 | EF 67 | EF 70 | EF 82 | Wrap 5 ft | Valve | Valve & LF | Valve & TS
No AC | Furnace | Slab-on-grade | 10 | 9 | 1 | pre78 | 1600 | 0.14016 | 0.00071 | 0.00071 | 3.32 | 33% | 24.75% | 33% | 24.75% | 11.12 | 11.12 | 1.34 | 0.96 | 1.23 | 0.87 |  | 11.4 | 80 | 80 | 62 | EF 86 | EF 59 | EF 59 | EF 52 | None | None | None | None | 0.00071 | 0.00071 | 3.32 | 33% | 24.75% | 33% | 24.75% | 11.12 | 11.12 | 1.34 | 0.96 | 1.23 | 0.87 |  | 14 | 80 | 80 | 66 | EF 95 | EF 60 | EF 60 | EF 74 | None | None | None | None | 0.0006035 | 0.000497 | 8 | 10% | 7.5% | 5% | 3.75% | 30 | 44 | 19 | 13 | 0.3 | 0.25 |  | 15 | 92 | 95 | 70 | EF 200 | EF 67 | EF 70 | EF 82 | Wrap 5 ft | Valve | Valve & LF | Valve & TS
No AC | Furnace | Slab-on-grade | 10 | 9 | 2 | pre78 | 1990 | 0.14016 | 0.00071 | 0.00071 | 3.32 | 33% | 21.45% | 33% | 21.45% | 11.12 | 11.12 | 1.34 | 0.96 | 1.23 | 0.87 |  | 11.4 | 80 | 80 | 62 | EF 86 | EF 59 | EF 59 | EF 52 | None | None | None | None | 0.00071 | 0.00071 | 3.32 | 33% | 21.45% | 33% | 21.45% | 11.12 | 11.12 | 1.34 | 0.96 | 1.23 | 0.87 |  | 14 | 80 | 80 | 66 | EF 95 | EF 60 | EF 60 | EF 74 | None | None | None | None | 0.0006035 | 0.000497 | 8 | 10% | 6.5% | 5% | 3.25% | 30 | 44 | 19 | 13 | 0.3 | 0.25 |  | 15 | 92 | 95 | 70 | EF 200 | EF 67 | EF 70 | EF 82 | Wrap 5 ft | Valve | Valve & LF | Valve & TS
AC | Furnace | Slab-on-grade | 10 | 9 | 1 | pre78 | 1600 | 0.14016 | 0.00071 | 0.00071 | 3.32 | 33% | 24.75% | 33% | 24.75% | 11.12 | 11.12 | 1.34 | 0.96 | 1.23 | 0.87 |  | 11.4 | 80 | 80 | 62 | EF 86 | EF 59 | EF 59 | EF 52 | None | None | None | None | 0.00071 | 0.00071 | 3.32 | 33% | 24.75% | 33% | 24.75% | 11.12 | 11.12 | 1.34 | 0.96 | 1.23 | 0.87 |  | 14 | 80 | 80 | 66 | EF 95 | EF 60 | EF 60 | EF 74 | None | None | None | None | 0.0006035 | 0.000497 | 8 | 10% | 7.5% | 5% | 3.75% | 30 | 44 | 19 | 13 | 0.3 | 0.25 |  | 15 | 92 | 95 | 70 | EF 200 | EF 67 | EF 70 | EF 82 | Wrap 5 ft | Valve | Valve & LF | Valve & TS
AC | Furnace | Slab-on-grade | 10 | 9 | 2 | pre78 | 1990 | 0.14016 | 0.00071 | 0.00071 | 3.32 | 33% | 21.45% | 33% | 21.45% | 11.12 | 11.12 | 1.34 | 0.96 | 1.23 | 0.87 |  | 11.4 | 80 | 80 | 62 | EF 86 | EF 59 | EF 59 | EF 52 | None | None | None | None | 0.00071 | 0.00071 | 3.32 | 33% | 21.45% | 33% | 21.45% | 11.12 | 11.12 | 1.34 | 0.96 | 1.23 | 0.87 |  | 14 | 80 | 80 | 66 | EF 95 | EF 60 | EF 60 | EF 74 | None | None | None | None | 0.0006035 | 0.000497 | 8 | 10% | 6.5% | 5% | 3.25% | 30 | 44 | 19 | 13 | 0.3 | 0.25 |  | 15 | 92 | 95 | 70 | EF 200 | EF 67 | EF 70 | EF 82 | Wrap 5 ft | Valve | Valve & LF | Valve & TS
No AC | Furnace | Crawlspace | 10 | 9 | 1 | pre78 | 1600 | 0.14016 | 0.00071 | 0.00071 | 3.32 | 33% | 24.75% | 33% | 24.75% | 11.12 | 11.12 | 1.34 | 0.96 | 1.23 | 0.87 |  | 11.4 | 80 | 80 | 62 | EF 86 | EF 59 | EF 59 | EF 52 | None | None | None | None | 0.00071 | 0.00071 | 3.32 | 33% | 24.75% | 33% | 24.75% | 11.12 | 11.12 | 1.34 | 0.96 | 1.23 | 0.87 |  | 14 | 80 | 80 | 66 | EF 95 | EF 60 | EF 60 | EF 74 | None | None | None | None | 0.0006035 | 0.000497 | 8 | 10% | 7.5% | 5% | 3.75% | 30 | 44 | 19 | 13 | 0.3 | 0.25 |  | 15 | 92 | 95 | 70 | EF 200 | EF 67 | EF 70 | EF 82 | Wrap 5 ft | Valve | Valve & LF | Valve & TS
No AC | Furnace | Crawlspace | 10 | 9 | 2 | pre78 | 1990 | 0.14016 | 0.00071 | 0.00071 | 3.32 | 33% | 21.45% | 33% | 21.45% | 11.12 | 11.12 | 1.34 | 0.96 | 1.23 | 0.87 |  | 11.4 | 80 | 80 | 62 | EF 86 | EF 59 | EF 59 | EF 52 | None | None | None | None | 0.00071 | 0.00071 | 3.32 | 33% | 21.45% | 33% | 21.45% | 11.12 | 11.12 | 1.34 | 0.96 | 1.23 | 0.87 |  | 14 | 80 | 80 | 66 | EF 95 | EF 60 | EF 60 | EF 74 | None | None | None | None | 0.0006035 | 0.000497 | 8 | 10% | 6.5% | 5% | 3.25% | 30 | 44 | 19 | 13 | 0.3 | 0.25 |  | 15 | 92 | 95 | 70 | EF 200 | EF 67 | EF 70 | EF 82 | Wrap 5 ft | Valve | Valve & LF | Valve & TS
AC | Furnace | Crawlspace | 10 | 9 | 1 | pre78 | 1600 | 0.14016 | 0.00071 | 0.00071 | 3.32 | 33% | 24.75% | 33% | 24.75% | 11.12 | 11.12 | 1.34 | 0.96 | 1.23 | 0.87 |  | 11.4 | 80 | 80 | 62 | EF 86 | EF 59 | EF 59 | EF 52 | None | None | None | None | 0.00071 | 0.00071 | 3.32 | 33% | 24.75% | 33% | 24.75% | 11.12 | 11.12 | 1.34 | 0.96 | 1.23 | 0.87 |  | 14 | 80 | 80 | 66 | EF 95 | EF 60 | EF 60 | EF 74 | None | None | None | None | 0.0006035 | 0.000497 | 8 | 10% | 7.5% | 5% | 3.75% | 30 | 44 | 19 | 13 | 0.3 | 0.25 |  | 15 | 92 | 95 | 70 | EF 200 | EF 67 | EF 70 | EF 82 | Wrap 5 ft | Valve | Valve & LF | Valve & TS
AC | Furnace | Crawlspace | 10 | 9 | 2 | pre78 | 1990 | 0.14016 | 0.00071 | 0.00071 | 3.32 | 33% | 21.45% | 33% | 21.45% | 11.12 | 11.12 | 1.34 | 0.96 | 1.23 | 0.87 |  | 11.4 | 80 | 80 | 62 | EF 86 | EF 59 | EF 59 | EF 52 | None | None | None | None | 0.00071 | 0.00071 | 3.32 | 33% | 21.45% | 33% | 21.45% | 11.12 | 11.12 | 1.34 | 0.96 | 1.23 | 0.87 |  | 14 | 80 | 80 | 66 | EF 95 | EF 60 | EF 60 | EF 74 | None | None | None | None | 0.0006035 | 0.000497 | 8 | 10% | 6.5% | 5% | 3.25% | 30 | 44 | 19 | 13 | 0.3 | 0.25 |  | 15 | 92 | 95 | 70 | EF 200 | EF 67 | EF 70 | EF 82 | Wrap 5 ft | Valve | Valve & LF | Valve & TS
No AC | Furnace | Slab-on-grade | 10 | 9 | 1 | 78-92 | 1810 | 0.11502 | 0.00052 | 0.00052 | 3.67 | 26% | 19.5% | 26% | 19.5% | 14.28 | 14.28 | 5.96 | 10.25 | 1.18 | 0.87 |  | 11.4 | 80 | 80 | 62 | EF 86 | EF 59 | EF 59 | EF 52 | None | None | None | None | 0.00052 | 0.00052 | 3.67 | 26% | 19.5% | 26% | 19.5% | 14.28 | 14.28 | 5.96 | 10.25 | 1.18 | 0.87 |  | 14 | 80 | 80 | 66 | EF 95 | EF 60 | EF 60 | EF 74 | None | None | None | None | 0.000442 | 0.000364 | 8 | 10% | 7.5% | 5% | 3.75% | 30 | 44 | 19 | 13 | 0.3 | 0.25 |  | 15 | 92 | 95 | 70 | EF 200 | EF 67 | EF 70 | EF 82 | Wrap 5 ft | Valve | Valve & LF | Valve & TS
No AC | Furnace | Slab-on-grade | 10 | 9 | 2 | 78-92 | 2400 | 0.11502 | 0.00052 | 0.00052 | 3.67 | 26% | 16.9% | 26% | 16.9% | 14.28 | 14.28 | 5.96 | 10.25 | 1.18 | 0.87 |  | 11.4 | 80 | 80 | 62 | EF 86 | EF 59 | EF 59 | EF 52 | None | None | None | None | 0.00052 | 0.00052 | 3.67 | 26% | 16.9% | 26% | 16.9% | 14.28 | 14.28 | 5.96 | 10.25 | 1.18 | 0.87 |  | 14 | 80 | 80 | 66 | EF 95 | EF 60 | EF 60 | EF 74 | None | None | None | None | 0.000442 | 0.000364 | 8 | 10% | 6.5% | 5% | 3.25% | 30 | 44 | 19 | 13 | 0.3 | 0.25 |  | 15 | 92 | 95 | 70 | EF 200 | EF 67 | EF 70 | EF 82 | Wrap 5 ft | Valve | Valve & LF | Valve & TS
AC | Furnace | Slab-on-grade | 10 | 9 | 1 | 78-92 | 1810 | 0.11502 | 0.00052 | 0.00052 | 3.67 | 26% | 19.5% | 26% | 19.5% | 14.28 | 14.28 | 5.96 | 10.25 | 1.18 | 0.87 |  | 11.4 | 80 | 80 | 62 | EF 86 | EF 59 | EF 59 | EF 52 | None | None | None | None | 0.00052 | 0.00052 | 3.67 | 26% | 19.5% | 26% | 19.5% | 14.28 | 14.28 | 5.96 | 10.25 | 1.18 | 0.87 |  | 14 | 80 | 80 | 66 | EF 95 | EF 60 | EF 60 | EF 74 | None | None | None | None | 0.000442 | 0.000364 | 8 | 10% | 7.5% | 5% | 3.75% | 30 | 44 | 19 | 13 | 0.3 | 0.25 |  | 15 | 92 | 95 | 70 | EF 200 | EF 67 | EF 70 | EF 82 | Wrap 5 ft | Valve | Valve & LF | Valve & TS
AC | Furnace | Slab-on-grade | 10 | 9 | 2 | 78-92 | 2400 | 0.11502 | 0.00052 | 0.00052 | 3.67 | 26% | 16.9% | 26% | 16.9% | 14.28 | 14.28 | 5.96 | 10.25 | 1.18 | 0.87 |  | 11.4 | 80 | 80 | 62 | EF 86 | EF 59 | EF 59 | EF 52 | None | None | None | None | 0.00052 | 0.00052 | 3.67 | 26% | 16.9% | 26% | 16.9% | 14.28 | 14.28 | 5.96 | 10.25 | 1.18 | 0.87 |  | 14 | 80 | 80 | 66 | EF 95 | EF 60 | EF 60 | EF 74 | None | None | None | None | 0.000442 | 0.000364 | 8 | 10% | 6.5% | 5% | 3.25% | 30 | 44 | 19 | 13 | 0.3 | 0.25 |  | 15 | 92 | 95 | 70 | EF 200 | EF 67 | EF 70 | EF 82 | Wrap 5 ft | Valve | Valve & LF | Valve & TS
No AC | Furnace | Crawlspace | 10 | 9 | 1 | 78-92 | 1810 | 0.11502 | 0.00052 | 0.00052 | 3.67 | 26% | 19.5% | 26% | 19.5% | 14.28 | 14.28 | 5.96 | 10.25 | 1.18 | 0.87 |  | 11.4 | 80 | 80 | 62 | EF 86 | EF 59 | EF 59 | EF 52 | None | None | None | None | 0.00052 | 0.00052 | 3.67 | 26% | 19.5% | 26% | 19.5% | 14.28 | 14.28 | 5.96 | 10.25 | 1.18 | 0.87 |  | 14 | 80 | 80 | 66 | EF 95 | EF 60 | EF 60 | EF 74 | None | None | None | None | 0.000442 | 0.000364 | 8 | 10% | 7.5% | 5% | 3.75% | 30 | 44 | 19 | 13 | 0.3 | 0.25 |  | 15 | 92 | 95 | 70 | EF 200 | EF 67 | EF 70 | EF 82 | Wrap 5 ft | Valve | Valve & LF | Valve & TS
No AC | Furnace | Crawlspace | 10 | 9 | 2 | 78-92 | 2400 | 0.11502 | 0.00052 | 0.00052 | 3.67 | 26% | 16.9% | 26% | 16.9% | 14.28 | 14.28 | 5.96 | 10.25 | 1.18 | 0.87 |  | 11.4 | 80 | 80 | 62 | EF 86 | EF 59 | EF 59 | EF 52 | None | None | None | None | 0.00052 | 0.00052 | 3.67 | 26% | 16.9% | 26% | 16.9% | 14.28 | 14.28 | 5.96 | 10.25 | 1.18 | 0.87 |  | 14 | 80 | 80 | 66 | EF 95 | EF 60 | EF 60 | EF 74 | None | None | None | None | 0.000442 | 0.000364 | 8 | 10% | 6.5% | 5% | 3.25% | 30 | 44 | 19 | 13 | 0.3 | 0.25 |  | 15 | 92 | 95 | 70 | EF 200 | EF 67 | EF 70 | EF 82 | Wrap 5 ft | Valve | Valve & LF | Valve & TS
AC | Furnace | Crawlspace | 10 | 9 | 1 | 78-92 | 1810 | 0.11502 | 0.00052 | 0.00052 | 3.67 | 26% | 19.5% | 26% | 19.5% | 14.28 | 14.28 | 5.96 | 10.25 | 1.18 | 0.87 |  | 11.4 | 80 | 80 | 62 | EF 86 | EF 59 | EF 59 | EF 52 | None | None | None | None | 0.00052 | 0.00052 | 3.67 | 26% | 19.5% | 26% | 19.5% | 14.28 | 14.28 | 5.96 | 10.25 | 1.18 | 0.87 |  | 14 | 80 | 80 | 66 | EF 95 | EF 60 | EF 60 | EF 74 | None | None | None | None | 0.000442 | 0.000364 | 8 | 10% | 7.5% | 5% | 3.75% | 30 | 44 | 19 | 13 | 0.3 | 0.25 |  | 15 | 92 | 95 | 70 | EF 200 | EF 67 | EF 70 | EF 82 | Wrap 5 ft | Valve | Valve & LF | Valve & TS
AC | Furnace | Crawlspace | 10 | 9 | 2 | 78-92 | 2400 | 0.11502 | 0.00052 | 0.00052 | 3.67 | 26% | 16.9% | 26% | 16.9% | 14.28 | 14.28 | 5.96 | 10.25 | 1.18 | 0.87 |  | 11.4 | 80 | 80 | 62 | EF 86 | EF 59 | EF 59 | EF 52 | None | None | None | None | 0.00052 | 0.00052 | 3.67 | 26% | 16.9% | 26% | 16.9% | 14.28 | 14.28 | 5.96 | 10.25 | 1.18 | 0.87 |  | 14 | 80 | 80 | 66 | EF 95 | EF 60 | EF 60 | EF 74 | None | None | None | None | 0.000442 | 0.000364 | 8 | 10% | 6.5% | 5% | 3.25% | 30 | 44 | 19 | 13 | 0.3 | 0.25 |  | 15 | 92 | 95 | 70 | EF 200 | EF 67 | EF 70 | EF 82 | Wrap 5 ft | Valve | Valve & LF | Valve & TS
No AC | Furnace | Slab-on-grade | 10 | 9 | 1 | 93-01 | 1910 | 0.2 | 0.00046 | 0.00046 | 4.26 | 22% | 16.5% | 22% | 16.5% | 17.33 | 17.33 | 5.96 | 10.25 | 0.67 | 0.61 |  | 11.4 | 80 | 80 | 62 | EF 86 | EF 59 | EF 59 | EF 52 | None | None | None | None | 0.00046 | 0.00046 | 4.26 | 22% | 16.5% | 22% | 16.5% | 17.33 | 17.33 | 5.96 | 10.25 | 0.67 | 0.61 |  | 14 | 80 | 80 | 66 | EF 95 | EF 60 | EF 60 | EF 74 | None | None | None | None | 0.000391 | 0.000322 | 8 | 10% | 7.5% | 5% | 3.75% | 30 | 44 | 19 | 13 | 0.3 | 0.25 |  | 15 | 92 | 95 | 70 | EF 200 | EF 67 | EF 70 | EF 82 | Wrap 5 ft | Valve | Valve & LF | Valve & TS
No AC | Furnace | Slab-on-grade | 10 | 9 | 2 | 93-01 | 2730 | 0.2 | 0.00046 | 0.00046 | 4.26 | 22% | 14.3% | 22% | 14.3% | 17.33 | 17.33 | 5.96 | 10.25 | 0.67 | 0.61 |  | 11.4 | 80 | 80 | 62 | EF 86 | EF 59 | EF 59 | EF 52 | None | None | None | None | 0.00046 | 0.00046 | 4.26 | 22% | 14.3% | 22% | 14.3% | 17.33 | 17.33 | 5.96 | 10.25 | 0.67 | 0.61 |  | 14 | 80 | 80 | 66 | EF 95 | EF 60 | EF 60 | EF 74 | None | None | None | None | 0.000391 | 0.000322 | 8 | 10% | 6.5% | 5% | 3.25% | 30 | 44 | 19 | 13 | 0.3 | 0.25 |  | 15 | 92 | 95 | 70 | EF 200 | EF 67 | EF 70 | EF 82 | Wrap 5 ft | Valve | Valve & LF | Valve & TS
AC | Furnace | Slab-on-grade | 10 | 9 | 1 | 93-01 | 1910 | 0.2 | 0.00046 | 0.00046 | 4.26 | 22% | 16.5% | 22% | 16.5% | 17.33 | 17.33 | 5.96 | 10.25 | 0.67 | 0.61 |  | 11.4 | 80 | 80 | 62 | EF 86 | EF 59 | EF 59 | EF 52 | None | None | None | None | 0.00046 | 0.00046 | 4.26 | 22% | 16.5% | 22% | 16.5% | 17.33 | 17.33 | 5.96 | 10.25 | 0.67 | 0.61 |  | 14 | 80 | 80 | 66 | EF 95 | EF 60 | EF 60 | EF 74 | None | None | None | None | 0.000391 | 0.000322 | 8 | 10% | 7.5% | 5% | 3.75% | 30 | 44 | 19 | 13 | 0.3 | 0.25 |  | 15 | 92 | 95 | 70 | EF 200 | EF 67 | EF 70 | EF 82 | Wrap 5 ft | Valve | Valve & LF | Valve & TS
AC | Furnace | Slab-on-grade | 10 | 9 | 2 | 93-01 | 2730 | 0.2 | 0.00046 | 0.00046 | 4.26 | 22% | 14.3% | 22% | 14.3% | 17.33 | 17.33 | 5.96 | 10.25 | 0.67 | 0.61 |  | 11.4 | 80 | 80 | 62 | EF 86 | EF 59 | EF 59 | EF 52 | None | None | None | None | 0.00046 | 0.00046 | 4.26 | 22% | 14.3% | 22% | 14.3% | 17.33 | 17.33 | 5.96 | 10.25 | 0.67 | 0.61 |  | 14 | 80 | 80 | 66 | EF 95 | EF 60 | EF 60 | EF 74 | None | None | None | None | 0.000391 | 0.000322 | 8 | 10% | 6.5% | 5% | 3.25% | 30 | 44 | 19 | 13 | 0.3 | 0.25 |  | 15 | 92 | 95 | 70 | EF 200 | EF 67 | EF 70 | EF 82 | Wrap 5 ft | Valve | Valve & LF | Valve & TS
No AC | Furnace | Crawlspace | 10 | 9 | 1 | 93-01 | 1910 | 0.2 | 0.00046 | 0.00046 | 4.26 | 22% | 16.5% | 22% | 16.5% | 17.33 | 17.33 | 5.96 | 10.25 | 0.67 | 0.61 |  | 11.4 | 80 | 80 | 62 | EF 86 | EF 59 | EF 59 | EF 52 | None | None | None | None | 0.00046 | 0.00046 | 4.26 | 22% | 16.5% | 22% | 16.5% | 17.33 | 17.33 | 5.96 | 10.25 | 0.67 | 0.61 |  | 14 | 80 | 80 | 66 | EF 95 | EF 60 | EF 60 | EF 74 | None | None | None | None | 0.000391 | 0.000322 | 8 | 10% | 7.5% | 5% | 3.75% | 30 | 44 | 19 | 13 | 0.3 | 0.25 |  | 15 | 92 | 95 | 70 | EF 200 | EF 67 | EF 70 | EF 82 | Wrap 5 ft | Valve | Valve & LF | Valve & TS
No AC | Furnace | Crawlspace | 10 | 9 | 2 | 93-01 | 2730 | 0.2 | 0.00046 | 0.00046 | 4.26 | 22% | 14.3% | 22% | 14.3% | 17.33 | 17.33 | 5.96 | 10.25 | 0.67 | 0.61 |  | 11.4 | 80 | 80 | 62 | EF 86 | EF 59 | EF 59 | EF 52 | None | None | None | None | 0.00046 | 0.00046 | 4.26 | 22% | 14.3% | 22% | 14.3% | 17.33 | 17.33 | 5.96 | 10.25 | 0.67 | 0.61 |  | 14 | 80 | 80 | 66 | EF 95 | EF 60 | EF 60 | EF 74 | None | None | None | None | 0.000391 | 0.000322 | 8 | 10% | 6.5% | 5% | 3.25% | 30 | 44 | 19 | 13 | 0.3 | 0.25 |  | 15 | 92 | 95 | 70 | EF 200 | EF 67 | EF 70 | EF 82 | Wrap 5 ft | Valve | Valve & LF | Valve & TS
AC | Furnace | Crawlspace | 10 | 9 | 1 | 93-01 | 1910 | 0.2 | 0.00046 | 0.00046 | 4.26 | 22% | 16.5% | 22% | 16.5% | 17.33 | 17.33 | 5.96 | 10.25 | 0.67 | 0.61 |  | 11.4 | 80 | 80 | 62 | EF 86 | EF 59 | EF 59 | EF 52 | None | None | None | None | 0.00046 | 0.00046 | 4.26 | 22% | 16.5% | 22% | 16.5% | 17.33 | 17.33 | 5.96 | 10.25 | 0.67 | 0.61 |  | 14 | 80 | 80 | 66 | EF 95 | EF 60 | EF 60 | EF 74 | None | None | None | None | 0.000391 | 0.000322 | 8 | 10% | 7.5% | 5% | 3.75% | 30 | 44 | 19 | 13 | 0.3 | 0.25 |  | 15 | 92 | 95 | 70 | EF 200 | EF 67 | EF 70 | EF 82 | Wrap 5 ft | Valve | Valve & LF | Valve & TS
AC | Furnace | Crawlspace | 10 | 9 | 2 | 93-01 | 2730 | 0.2 | 0.00046 | 0.00046 | 4.26 | 22% | 14.3% | 22% | 14.3% | 17.33 | 17.33 | 5.96 | 10.25 | 0.67 | 0.61 |  | 11.4 | 80 | 80 | 62 | EF 86 | EF 59 | EF 59 | EF 52 | None | None | None | None | 0.00046 | 0.00046 | 4.26 | 22% | 14.3% | 22% | 14.3% | 17.33 | 17.33 | 5.96 | 10.25 | 0.67 | 0.61 |  | 14 | 80 | 80 | 66 | EF 95 | EF 60 | EF 60 | EF 74 | None | None | None | None | 0.000391 | 0.000322 | 8 | 10% | 6.5% | 5% | 3.25% | 30 | 44 | 19 | 13 | 0.3 | 0.25 |  | 15 | 92 | 95 | 70 | EF 200 | EF 67 | EF 70 | EF 82 | Wrap 5 ft | Valve | Valve & LF | Valve & TS
No AC | Wall Furnace | Slab-on-grade | 10 | 9 | 1 | pre78 | 1600 | 0.14016 | 0.00071 | 0.00071 | 3.32 | 33% | 24.75% | 33% | 24.75% | 11.12 | 11.12 | 1.34 | 0.96 | 1.23 | 0.87 |  | 11.4 | 80 | 80 | 62 | EF 86 | EF 59 | EF 59 | EF 52 | None | None | None | None | 0.00071 | 0.00071 | 3.32 | 33% | 24.75% | 33% | 24.75% | 11.12 | 11.12 | 1.34 | 0.96 | 1.23 | 0.87 |  | 14 | 80 | 80 | 66 | EF 95 | EF 60 | EF 60 | EF 74 | None | None | None | None | 0.0006035 | 0.000497 | 8 | 10% | 7.5% | 5% | 3.75% | 30 | 44 | 19 | 13 | 0.3 | 0.25 |  | 15 | 92 | 95 | 70 | EF 200 | EF 67 | EF 70 | EF 82 | Wrap 5 ft | Valve | Valve & LF | Valve & TS
No AC | Wall Furnace | Slab-on-grade | 10 | 9 | 2 | pre78 | 1990 | 0.14016 | 0.00071 | 0.00071 | 3.32 | 33% | 21.45% | 33% | 21.45% | 11.12 | 11.12 | 1.34 | 0.96 | 1.23 | 0.87 |  | 11.4 | 80 | 80 | 62 | EF 86 | EF 59 | EF 59 | EF 52 | None | None | None | None | 0.00071 | 0.00071 | 3.32 | 33% | 21.45% | 33% | 21.45% | 11.12 | 11.12 | 1.34 | 0.96 | 1.23 | 0.87 |  | 14 | 80 | 80 | 66 | EF 95 | EF 60 | EF 60 | EF 74 | None | None | None | None | 0.0006035 | 0.000497 | 8 | 10% | 6.5% | 5% | 3.25% | 30 | 44 | 19 | 13 | 0.3 | 0.25 |  | 15 | 92 | 95 | 70 | EF 200 | EF 67 | EF 70 | EF 82 | Wrap 5 ft | Valve | Valve & LF | Valve & TS
AC | Wall Furnace | Slab-on-grade | 10 | 9 | 1 | pre78 | 1600 | 0.14016 | 0.00071 | 0.00071 | 3.32 | 33% | 24.75% | 33% | 24.75% | 11.12 | 11.12 | 1.34 | 0.96 | 1.23 | 0.87 |  | 11.4 | 80 | 80 | 62 | EF 86 | EF 59 | EF 59 | EF 52 | None | None | None | None | 0.00071 | 0.00071 | 3.32 | 33% | 24.75% | 33% | 24.75% | 11.12 | 11.12 | 1.34 | 0.96 | 1.23 | 0.87 |  | 14 | 80 | 80 | 66 | EF 95 | EF 60 | EF 60 | EF 74 | None | None | None | None | 0.0006035 | 0.000497 | 8 | 10% | 7.5% | 5% | 3.75% | 30 | 44 | 19 | 13 | 0.3 | 0.25 |  | 15 | 92 | 95 | 70 | EF 200 | EF 67 | EF 70 | EF 82 | Wrap 5 ft | Valve | Valve & LF | Valve & TS
AC | Wall Furnace | Slab-on-grade | 10 | 9 | 2 | pre78 | 1990 | 0.14016 | 0.00071 | 0.00071 | 3.32 | 33% | 21.45% | 33% | 21.45% | 11.12 | 11.12 | 1.34 | 0.96 | 1.23 | 0.87 |  | 11.4 | 80 | 80 | 62 | EF 86 | EF 59 | EF 59 | EF 52 | None | None | None | None | 0.00071 | 0.00071 | 3.32 | 33% | 21.45% | 33% | 21.45% | 11.12 | 11.12 | 1.34 | 0.96 | 1.23 | 0.87 |  | 14 | 80 | 80 | 66 | EF 95 | EF 60 | EF 60 | EF 74 | None | None | None | None | 0.0006035 | 0.000497 | 8 | 10% | 6.5% | 5% | 3.25% | 30 | 44 | 19 | 13 | 0.3 | 0.25 |  | 15 | 92 | 95 | 70 | EF 200 | EF 67 | EF 70 | EF 82 | Wrap 5 ft | Valve | Valve & LF | Valve & TS
No AC | Wall Furnace | Crawlspace | 10 | 9 | 1 | pre78 | 1600 | 0.14016 | 0.00071 | 0.00071 | 3.32 | 33% | 24.75% | 33% | 24.75% | 11.12 | 11.12 | 1.34 | 0.96 | 1.23 | 0.87 |  | 11.4 | 80 | 80 | 62 | EF 86 | EF 59 | EF 59 | EF 52 | None | None | None | None | 0.00071 | 0.00071 | 3.32 | 33% | 24.75% | 33% | 24.75% | 11.12 | 11.12 | 1.34 | 0.96 | 1.23 | 0.87 |  | 14 | 80 | 80 | 66 | EF 95 | EF 60 | EF 60 | EF 74 | None | None | None | None | 0.0006035 | 0.000497 | 8 | 10% | 7.5% | 5% | 3.75% | 30 | 44 | 19 | 13 | 0.3 | 0.25 |  | 15 | 92 | 95 | 70 | EF 200 | EF 67 | EF 70 | EF 82 | Wrap 5 ft | Valve | Valve & LF | Valve & TS
No AC | Wall Furnace | Crawlspace | 10 | 9 | 2 | pre78 | 1990 | 0.14016 | 0.00071 | 0.00071 | 3.32 | 33% | 21.45% | 33% | 21.45% | 11.12 | 11.12 | 1.34 | 0.96 | 1.23 | 0.87 |  | 11.4 | 80 | 80 | 62 | EF 86 | EF 59 | EF 59 | EF 52 | None | None | None | None | 0.00071 | 0.00071 | 3.32 | 33% | 21.45% | 33% | 21.45% | 11.12 | 11.12 | 1.34 | 0.96 | 1.23 | 0.87 |  | 14 | 80 | 80 | 66 | EF 95 | EF 60 | EF 60 | EF 74 | None | None | None | None | 0.0006035 | 0.000497 | 8 | 10% | 6.5% | 5% | 3.25% | 30 | 44 | 19 | 13 | 0.3 | 0.25 |  | 15 | 92 | 95 | 70 | EF 200 | EF 67 | EF 70 | EF 82 | Wrap 5 ft | Valve | Valve & LF | Valve & TS
AC | Wall Furnace | Crawlspace | 10 | 9 | 1 | pre78 | 1600 | 0.14016 | 0.00071 | 0.00071 | 3.32 | 33% | 24.75% | 33% | 24.75% | 11.12 | 11.12 | 1.34 | 0.96 | 1.23 | 0.87 |  | 11.4 | 80 | 80 | 62 | EF 86 | EF 59 | EF 59 | EF 52 | None | None | None | None | 0.00071 | 0.00071 | 3.32 | 33% | 24.75% | 33% | 24.75% | 11.12 | 11.12 | 1.34 | 0.96 | 1.23 | 0.87 |  | 14 | 80 | 80 | 66 | EF 95 | EF 60 | EF 60 | EF 74 | None | None | None | None | 0.0006035 | 0.000497 | 8 | 10% | 7.5% | 5% | 3.75% | 30 | 44 | 19 | 13 | 0.3 | 0.25 |  | 15 | 92 | 95 | 70 | EF 200 | EF 67 | EF 70 | EF 82 | Wrap 5 ft | Valve | Valve & LF | Valve & TS
AC | Wall Furnace | Crawlspace | 10 | 9 | 2 | pre78 | 1990 | 0.14016 | 0.00071 | 0.00071 | 3.32 | 33% | 21.45% | 33% | 21.45% | 11.12 | 11.12 | 1.34 | 0.96 | 1.23 | 0.87 |  | 11.4 | 80 | 80 | 62 | EF 86 | EF 59 | EF 59 | EF 52 | None | None | None | None | 0.00071 | 0.00071 | 3.32 | 33% | 21.45% | 33% | 21.45% | 11.12 | 11.12 | 1.34 | 0.96 | 1.23 | 0.87 |  | 14 | 80 | 80 | 66 | EF 95 | EF 60 | EF 60 | EF 74 | None | None | None | None | 0.0006035 | 0.000497 | 8 | 10% | 6.5% | 5% | 3.25% | 30 | 44 | 19 | 13 | 0.3 | 0.25 |  | 15 | 92 | 95 | 70 | EF 200 | EF 67 | EF 70 | EF 82 | Wrap 5 ft | Valve | Valve & LF | Valve & TS
No AC | Wall Furnace | Slab-on-grade | 10 | 9 | 1 | 78-92 | 1810 | 0.11502 | 0.00052 | 0.00052 | 3.67 | 26% | 19.5% | 26% | 19.5% | 14.28 | 14.28 | 5.96 | 10.25 | 1.18 | 0.87 |  | 11.4 | 80 | 80 | 62 | EF 86 | EF 59 | EF 59 | EF 52 | None | None | None | None | 0.00052 | 0.00052 | 3.67 | 26% | 19.5% | 26% | 19.5% | 14.28 | 14.28 | 5.96 | 10.25 | 1.18 | 0.87 |  | 14 | 80 | 80 | 66 | EF 95 | EF 60 | EF 60 | EF 74 | None | None | None | None | 0.000442 | 0.000364 | 8 | 10% | 7.5% | 5% | 3.75% | 30 | 44 | 19 | 13 | 0.3 | 0.25 |  | 15 | 92 | 95 | 70 | EF 200 | EF 67 | EF 70 | EF 82 | Wrap 5 ft | Valve | Valve & LF | Valve & TS
No AC | Wall Furnace | Slab-on-grade | 10 | 9 | 2 | 78-92 | 2400 | 0.11502 | 0.00052 | 0.00052 | 3.67 | 26% | 16.9% | 26% | 16.9% | 14.28 | 14.28 | 5.96 | 10.25 | 1.18 | 0.87 |  | 11.4 | 80 | 80 | 62 | EF 86 | EF 59 | EF 59 | EF 52 | None | None | None | None | 0.00052 | 0.00052 | 3.67 | 26% | 16.9% | 26% | 16.9% | 14.28 | 14.28 | 5.96 | 10.25 | 1.18 | 0.87 |  | 14 | 80 | 80 | 66 | EF 95 | EF 60 | EF 60 | EF 74 | None | None | None | None | 0.000442 | 0.000364 | 8 | 10% | 6.5% | 5% | 3.25% | 30 | 44 | 19 | 13 | 0.3 | 0.25 |  | 15 | 92 | 95 | 70 | EF 200 | EF 67 | EF 70 | EF 82 | Wrap 5 ft | Valve | Valve & LF | Valve & TS
AC | Wall Furnace | Slab-on-grade | 10 | 9 | 1 | 78-92 | 1810 | 0.11502 | 0.00052 | 0.00052 | 3.67 | 26% | 19.5% | 26% | 19.5% | 14.28 | 14.28 | 5.96 | 10.25 | 1.18 | 0.87 |  | 11.4 | 80 | 80 | 62 | EF 86 | EF 59 | EF 59 | EF 52 | None | None | None | None | 0.00052 | 0.00052 | 3.67 | 26% | 19.5% | 26% | 19.5% | 14.28 | 14.28 | 5.96 | 10.25 | 1.18 | 0.87 |  | 14 | 80 | 80 | 66 | EF 95 | EF 60 | EF 60 | EF 74 | None | None | None | None | 0.000442 | 0.000364 | 8 | 10% | 7.5% | 5% | 3.75% | 30 | 44 | 19 | 13 | 0.3 | 0.25 |  | 15 | 92 | 95 | 70 | EF 200 | EF 67 | EF 70 | EF 82 | Wrap 5 ft | Valve | Valve & LF | Valve & TS
AC | Wall Furnace | Slab-on-grade | 10 | 9 | 2 | 78-92 | 2400 | 0.11502 | 0.00052 | 0.00052 | 3.67 | 26% | 16.9% | 26% | 16.9% | 14.28 | 14.28 | 5.96 | 10.25 | 1.18 | 0.87 |  | 11.4 | 80 | 80 | 62 | EF 86 | EF 59 | EF 59 | EF 52 | None | None | None | None | 0.00052 | 0.00052 | 3.67 | 26% | 16.9% | 26% | 16.9% | 14.28 | 14.28 | 5.96 | 10.25 | 1.18 | 0.87 |  | 14 | 80 | 80 | 66 | EF 95 | EF 60 | EF 60 | EF 74 | None | None | None | None | 0.000442 | 0.000364 | 8 | 10% | 6.5% | 5% | 3.25% | 30 | 44 | 19 | 13 | 0.3 | 0.25 |  | 15 | 92 | 95 | 70 | EF 200 | EF 67 | EF 70 | EF 82 | Wrap 5 ft | Valve | Valve & LF | Valve & TS
No AC | Wall Furnace | Crawlspace | 10 | 9 | 1 | 78-92 | 1810 | 0.11502 | 0.00052 | 0.00052 | 3.67 | 26% | 19.5% | 26% | 19.5% | 14.28 | 14.28 | 5.96 | 10.25 | 1.18 | 0.87 |  | 11.4 | 80 | 80 | 62 | EF 86 | EF 59 | EF 59 | EF 52 | None | None | None | None | 0.00052 | 0.00052 | 3.67 | 26% | 19.5% | 26% | 19.5% | 14.28 | 14.28 | 5.96 | 10.25 | 1.18 | 0.87 |  | 14 | 80 | 80 | 66 | EF 95 | EF 60 | EF 60 | EF 74 | None | None | None | None | 0.000442 | 0.000364 | 8 | 10% | 7.5% | 5% | 3.75% | 30 | 44 | 19 | 13 | 0.3 | 0.25 |  | 15 | 92 | 95 | 70 | EF 200 | EF 67 | EF 70 | EF 82 | Wrap 5 ft | Valve | Valve & LF | Valve & TS
No AC | Wall Furnace | Crawlspace | 10 | 9 | 2 | 78-92 | 2400 | 0.11502 | 0.00052 | 0.00052 | 3.67 | 26% | 16.9% | 26% | 16.9% | 14.28 | 14.28 | 5.96 | 10.25 | 1.18 | 0.87 |  | 11.4 | 80 | 80 | 62 | EF 86 | EF 59 | EF 59 | EF 52 | None | None | None | None | 0.00052 | 0.00052 | 3.67 | 26% | 16.9% | 26% | 16.9% | 14.28 | 14.28 | 5.96 | 10.25 | 1.18 | 0.87 |  | 14 | 80 | 80 | 66 | EF 95 | EF 60 | EF 60 | EF 74 | None | None | None | None | 0.000442 | 0.000364 | 8 | 10% | 6.5% | 5% | 3.25% | 30 | 44 | 19 | 13 | 0.3 | 0.25 |  | 15 | 92 | 95 | 70 | EF 200 | EF 67 | EF 70 | EF 82 | Wrap 5 ft | Valve | Valve & LF | Valve & TS
AC | Wall Furnace | Crawlspace | 10 | 9 | 1 | 78-92 | 1810 | 0.11502 | 0.00052 | 0.00052 | 3.67 | 26% | 19.5% | 26% | 19.5% | 14.28 | 14.28 | 5.96 | 10.25 | 1.18 | 0.87 |  | 11.4 | 80 | 80 | 62 | EF 86 | EF 59 | EF 59 | EF 52 | None | None | None | None | 0.00052 | 0.00052 | 3.67 | 26% | 19.5% | 26% | 19.5% | 14.28 | 14.28 | 5.96 | 10.25 | 1.18 | 0.87 |  | 14 | 80 | 80 | 66 | EF 95 | EF 60 | EF 60 | EF 74 | None | None | None | None | 0.000442 | 0.000364 | 8 | 10% | 7.5% | 5% | 3.75% | 30 | 44 | 19 | 13 | 0.3 | 0.25 |  | 15 | 92 | 95 | 70 | EF 200 | EF 67 | EF 70 | EF 82 | Wrap 5 ft | Valve | Valve & LF | Valve & TS
AC | Wall Furnace | Crawlspace | 10 | 9 | 2 | 78-92 | 2400 | 0.11502 | 0.00052 | 0.00052 | 3.67 | 26% | 16.9% | 26% | 16.9% | 14.28 | 14.28 | 5.96 | 10.25 | 1.18 | 0.87 |  | 11.4 | 80 | 80 | 62 | EF 86 | EF 59 | EF 59 | EF 52 | None | None | None | None | 0.00052 | 0.00052 | 3.67 | 26% | 16.9% | 26% | 16.9% | 14.28 | 14.28 | 5.96 | 10.25 | 1.18 | 0.87 |  | 14 | 80 | 80 | 66 | EF 95 | EF 60 | EF 60 | EF 74 | None | None | None | None | 0.000442 | 0.000364 | 8 | 10% | 6.5% | 5% | 3.25% | 30 | 44 | 19 | 13 | 0.3 | 0.25 |  | 15 | 92 | 95 | 70 | EF 200 | EF 67 | EF 70 | EF 82 | Wrap 5 ft | Valve | Valve & LF | Valve & TS
No AC | Wall Furnace | Slab-on-grade | 10 | 9 | 1 | 93-01 | 1910 | 0.2 | 0.00046 | 0.00046 | 4.26 | 22% | 16.5% | 22% | 16.5% | 17.33 | 17.33 | 5.96 | 10.25 | 0.67 | 0.61 |  | 11.4 | 80 | 80 | 62 | EF 86 | EF 59 | EF 59 | EF 52 | None | None | None | None | 0.00046 | 0.00046 | 4.26 | 22% | 16.5% | 22% | 16.5% | 17.33 | 17.33 | 5.96 | 10.25 | 0.67 | 0.61 |  | 14 | 80 | 80 | 66 | EF 95 | EF 60 | EF 60 | EF 74 | None | None | None | None | 0.000391 | 0.000322 | 8 | 10% | 7.5% | 5% | 3.75% | 30 | 44 | 19 | 13 | 0.3 | 0.25 |  | 15 | 92 | 95 | 70 | EF 200 | EF 67 | EF 70 | EF 82 | Wrap 5 ft | Valve | Valve & LF | Valve & TS
No AC | Wall Furnace | Slab-on-grade | 10 | 9 | 2 | 93-01 | 2730 | 0.2 | 0.00046 | 0.00046 | 4.26 | 22% | 14.3% | 22% | 14.3% | 17.33 | 17.33 | 5.96 | 10.25 | 0.67 | 0.61 |  | 11.4 | 80 | 80 | 62 | EF 86 | EF 59 | EF 59 | EF 52 | None | None | None | None | 0.00046 | 0.00046 | 4.26 | 22% | 14.3% | 22% | 14.3% | 17.33 | 17.33 | 5.96 | 10.25 | 0.67 | 0.61 |  | 14 | 80 | 80 | 66 | EF 95 | EF 60 | EF 60 | EF 74 | None | None | None | None | 0.000391 | 0.000322 | 8 | 10% | 6.5% | 5% | 3.25% | 30 | 44 | 19 | 13 | 0.3 | 0.25 |  | 15 | 92 | 95 | 70 | EF 200 | EF 67 | EF 70 | EF 82 | Wrap 5 ft | Valve | Valve & LF | Valve & TS
AC | Wall Furnace | Slab-on-grade | 10 | 9 | 1 | 93-01 | 1910 | 0.2 | 0.00046 | 0.00046 | 4.26 | 22% | 16.5% | 22% | 16.5% | 17.33 | 17.33 | 5.96 | 10.25 | 0.67 | 0.61 |  | 11.4 | 80 | 80 | 62 | EF 86 | EF 59 | EF 59 | EF 52 | None | None | None | None | 0.00046 | 0.00046 | 4.26 | 22% | 16.5% | 22% | 16.5% | 17.33 | 17.33 | 5.96 | 10.25 | 0.67 | 0.61 |  | 14 | 80 | 80 | 66 | EF 95 | EF 60 | EF 60 | EF 74 | None | None | None | None | 0.000391 | 0.000322 | 8 | 10% | 7.5% | 5% | 3.75% | 30 | 44 | 19 | 13 | 0.3 | 0.25 |  | 15 | 92 | 95 | 70 | EF 200 | EF 67 | EF 70 | EF 82 | Wrap 5 ft | Valve | Valve & LF | Valve & TS
AC | Wall Furnace | Slab-on-grade | 10 | 9 | 2 | 93-01 | 2730 | 0.2 | 0.00046 | 0.00046 | 4.26 | 22% | 14.3% | 22% | 14.3% | 17.33 | 17.33 | 5.96 | 10.25 | 0.67 | 0.61 |  | 11.4 | 80 | 80 | 62 | EF 86 | EF 59 | EF 59 | EF 52 | None | None | None | None | 0.00046 | 0.00046 | 4.26 | 22% | 14.3% | 22% | 14.3% | 17.33 | 17.33 | 5.96 | 10.25 | 0.67 | 0.61 |  | 14 | 80 | 80 | 66 | EF 95 | EF 60 | EF 60 | EF 74 | None | None | None | None | 0.000391 | 0.000322 | 8 | 10% | 6.5% | 5% | 3.25% | 30 | 44 | 19 | 13 | 0.3 | 0.25 |  | 15 | 92 | 95 | 70 | EF 200 | EF 67 | EF 70 | EF 82 | Wrap 5 ft | Valve | Valve & LF | Valve & TS
No AC | Wall Furnace | Crawlspace | 10 | 9 | 1 | 93-01 | 1910 | 0.2 | 0.00046 | 0.00046 | 4.26 | 22% | 16.5% | 22% | 16.5% | 17.33 | 17.33 | 5.96 | 10.25 | 0.67 | 0.61 |  | 11.4 | 80 | 80 | 62 | EF 86 | EF 59 | EF 59 | EF 52 | None | None | None | None | 0.00046 | 0.00046 | 4.26 | 22% | 16.5% | 22% | 16.5% | 17.33 | 17.33 | 5.96 | 10.25 | 0.67 | 0.61 |  | 14 | 80 | 80 | 66 | EF 95 | EF 60 | EF 60 | EF 74 | None | None | None | None | 0.000391 | 0.000322 | 8 | 10% | 7.5% | 5% | 3.75% | 30 | 44 | 19 | 13 | 0.3 | 0.25 |  | 15 | 92 | 95 | 70 | EF 200 | EF 67 | EF 70 | EF 82 | Wrap 5 ft | Valve | Valve & LF | Valve & TS
No AC | Wall Furnace | Crawlspace | 10 | 9 | 2 | 93-01 | 2730 | 0.2 | 0.00046 | 0.00046 | 4.26 | 22% | 14.3% | 22% | 14.3% | 17.33 | 17.33 | 5.96 | 10.25 | 0.67 | 0.61 |  | 11.4 | 80 | 80 | 62 | EF 86 | EF 59 | EF 59 | EF 52 | None | None | None | None | 0.00046 | 0.00046 | 4.26 | 22% | 14.3% | 22% | 14.3% | 17.33 | 17.33 | 5.96 | 10.25 | 0.67 | 0.61 |  | 14 | 80 | 80 | 66 | EF 95 | EF 60 | EF 60 | EF 74 | None | None | None | None | 0.000391 | 0.000322 | 8 | 10% | 6.5% | 5% | 3.25% | 30 | 44 | 19 | 13 | 0.3 | 0.25 |  | 15 | 92 | 95 | 70 | EF 200 | EF 67 | EF 70 | EF 82 | Wrap 5 ft | Valve | Valve & LF | Valve & TS
AC | Wall Furnace | Crawlspace | 10 | 9 | 1 | 93-01 | 1910 | 0.2 | 0.00046 | 0.00046 | 4.26 | 22% | 16.5% | 22% | 16.5% | 17.33 | 17.33 | 5.96 | 10.25 | 0.67 | 0.61 |  | 11.4 | 80 | 80 | 62 | EF 86 | EF 59 | EF 59 | EF 52 | None | None | None | None | 0.00046 | 0.00046 | 4.26 | 22% | 16.5% | 22% | 16.5% | 17.33 | 17.33 | 5.96 | 10.25 | 0.67 | 0.61 |  | 14 | 80 | 80 | 66 | EF 95 | EF 60 | EF 60 | EF 74 | None | None | None | None | 0.000391 | 0.000322 | 8 | 10% | 7.5% | 5% | 3.75% | 30 | 44 | 19 | 13 | 0.3 | 0.25 |  | 15 | 92 | 95 | 70 | EF 200 | EF 67 | EF 70 | EF 82 | Wrap 5 ft | Valve | Valve & LF | Valve & TS
AC | Wall Furnace | Crawlspace | 10 | 9 | 2 | 93-01 | 2730 | 0.2 | 0.00046 | 0.00046 | 4.26 | 22% | 14.3% | 22% | 14.3% | 17.33 | 17.33 | 5.96 | 10.25 | 0.67 | 0.61 |  | 11.4 | 80 | 80 | 62 | EF 86 | EF 59 | EF 59 | EF 52 | None | None | None | None | 0.00046 | 0.00046 | 4.26 | 22% | 14.3% | 22% | 14.3% | 17.33 | 17.33 | 5.96 | 10.25 | 0.67 | 0.61 |  | 14 | 80 | 80 | 66 | EF 95 | EF 60 | EF 60 | EF 74 | None | None | None | None | 0.000391 | 0.000322 | 8 | 10% | 6.5% | 5% | 3.25% | 30 | 44 | 19 | 13 | 0.3 | 0.25 |  | 15 | 92 | 95 | 70 | EF 200 | EF 67 | EF 70 | EF 82 | Wrap 5 ft | Valve | Valve & LF | Valve & TS
No AC | Furnace | Slab-on-grade | 12 | 12 | 1 | pre78 | 1600 | 0.14016 | 0.00071 | 0.00071 | 3.32 | 33% | 24.75% | 33% | 24.75% | 11.93 | 11.93 | 1.34 | 3.1 | 1.23 | 0.87 |  | 11.4 | 80 | 80 | 62 | EF 86 | EF 59 | EF 59 | EF 52 | None | None | None | None | 0.00071 | 0.00071 | 3.32 | 33% | 24.75% | 33% | 24.75% | 11.93 | 11.93 | 1.34 | 3.1 | 1.23 | 0.87 |  | 14 | 80 | 80 | 66 | EF 95 | EF 60 | EF 60 | EF 74 | None | None | None | None | 0.0006035 | 0.000497 | 8 | 10% | 7.5% | 5% | 3.75% | 38 | 44 | 19 | 13 | 0.3 | 0.25 |  | 15 | 92 | 95 | 70 | EF 200 | EF 67 | EF 70 | EF 82 | Wrap 5 ft | Valve | Valve & LF | Valve & TS
No AC | Furnace | Slab-on-grade | 12 | 12 | 2 | pre78 | 1990 | 0.14016 | 0.00071 | 0.00071 | 3.32 | 33% | 21.45% | 33% | 21.45% | 11.93 | 11.93 | 1.34 | 3.1 | 1.23 | 0.87 |  | 11.4 | 80 | 80 | 62 | EF 86 | EF 59 | EF 59 | EF 52 | None | None | None | None | 0.00071 | 0.00071 | 3.32 | 33% | 21.45% | 33% | 21.45% | 11.93 | 11.93 | 1.34 | 3.1 | 1.23 | 0.87 |  | 14 | 80 | 80 | 66 | EF 95 | EF 60 | EF 60 | EF 74 | None | None | None | None | 0.0006035 | 0.000497 | 8 | 10% | 6.5% | 5% | 3.25% | 38 | 44 | 19 | 13 | 0.3 | 0.25 |  | 15 | 92 | 95 | 70 | EF 200 | EF 67 | EF 70 | EF 82 | Wrap 5 ft | Valve | Valve & LF | Valve & TS
AC | Furnace | Slab-on-grade | 12 | 12 | 1 | pre78 | 1600 | 0.14016 | 0.00071 | 0.00071 | 3.32 | 33% | 24.75% | 33% | 24.75% | 11.93 | 11.93 | 1.34 | 3.1 | 1.23 | 0.87 |  | 11.4 | 80 | 80 | 62 | EF 86 | EF 59 | EF 59 | EF 52 | None | None | None | None | 0.00071 | 0.00071 | 3.32 | 33% | 24.75% | 33% | 24.75% | 11.93 | 11.93 | 1.34 | 3.1 | 1.23 | 0.87 |  | 14 | 80 | 80 | 66 | EF 95 | EF 60 | EF 60 | EF 74 | None | None | None | None | 0.0006035 | 0.000497 | 8 | 10% | 7.5% | 5% | 3.75% | 38 | 44 | 19 | 13 | 0.3 | 0.25 |  | 15 | 92 | 95 | 70 | EF 200 | EF 67 | EF 70 | EF 82 | Wrap 5 ft | Valve | Valve & LF | Valve & TS
AC | Furnace | Slab-on-grade | 12 | 12 | 2 | pre78 | 1990 | 0.14016 | 0.00071 | 0.00071 | 3.32 | 33% | 21.45% | 33% | 21.45% | 11.93 | 11.93 | 1.34 | 3.1 | 1.23 | 0.87 |  | 11.4 | 80 | 80 | 62 | EF 86 | EF 59 | EF 59 | EF 52 | None | None | None | None | 0.00071 | 0.00071 | 3.32 | 33% | 21.45% | 33% | 21.45% | 11.93 | 11.93 | 1.34 | 3.1 | 1.23 | 0.87 |  | 14 | 80 | 80 | 66 | EF 95 | EF 60 | EF 60 | EF 74 | None | None | None | None | 0.0006035 | 0.000497 | 8 | 10% | 6.5% | 5% | 3.25% | 38 | 44 | 19 | 13 | 0.3 | 0.25 |  | 15 | 92 | 95 | 70 | EF 200 | EF 67 | EF 70 | EF 82 | Wrap 5 ft | Valve | Valve & LF | Valve & TS
No AC | Furnace | Crawlspace | 12 | 12 | 1 | pre78 | 1600 | 0.14016 | 0.00071 | 0.00071 | 3.32 | 33% | 24.75% | 33% | 24.75% | 11.93 | 11.93 | 1.34 | 3.1 | 1.23 | 0.87 |  | 11.4 | 80 | 80 | 62 | EF 86 | EF 59 | EF 59 | EF 52 | None | None | None | None | 0.00071 | 0.00071 | 3.32 | 33% | 24.75% | 33% | 24.75% | 11.93 | 11.93 | 1.34 | 3.1 | 1.23 | 0.87 |  | 14 | 80 | 80 | 66 | EF 95 | EF 60 | EF 60 | EF 74 | None | None | None | None | 0.0006035 | 0.000497 | 8 | 10% | 7.5% | 5% | 3.75% | 38 | 44 | 19 | 13 | 0.3 | 0.25 |  | 15 | 92 | 95 | 70 | EF 200 | EF 67 | EF 70 | EF 82 | Wrap 5 ft | Valve | Valve & LF | Valve & TS
No AC | Furnace | Crawlspace | 12 | 12 | 2 | pre78 | 1990 | 0.14016 | 0.00071 | 0.00071 | 3.32 | 33% | 21.45% | 33% | 21.45% | 11.93 | 11.93 | 1.34 | 3.1 | 1.23 | 0.87 |  | 11.4 | 80 | 80 | 62 | EF 86 | EF 59 | EF 59 | EF 52 | None | None | None | None | 0.00071 | 0.00071 | 3.32 | 33% | 21.45% | 33% | 21.45% | 11.93 | 11.93 | 1.34 | 3.1 | 1.23 | 0.87 |  | 14 | 80 | 80 | 66 | EF 95 | EF 60 | EF 60 | EF 74 | None | None | None | None | 0.0006035 | 0.000497 | 8 | 10% | 6.5% | 5% | 3.25% | 38 | 44 | 19 | 13 | 0.3 | 0.25 |  | 15 | 92 | 95 | 70 | EF 200 | EF 67 | EF 70 | EF 82 | Wrap 5 ft | Valve | Valve & LF | Valve & TS
AC | Furnace | Crawlspace | 12 | 12 | 1 | pre78 | 1600 | 0.14016 | 0.00071 | 0.00071 | 3.32 | 33% | 24.75% | 33% | 24.75% | 11.93 | 11.93 | 1.34 | 3.1 | 1.23 | 0.87 |  | 11.4 | 80 | 80 | 62 | EF 86 | EF 59 | EF 59 | EF 52 | None | None | None | None | 0.00071 | 0.00071 | 3.32 | 33% | 24.75% | 33% | 24.75% | 11.93 | 11.93 | 1.34 | 3.1 | 1.23 | 0.87 |  | 14 | 80 | 80 | 66 | EF 95 | EF 60 | EF 60 | EF 74 | None | None | None | None | 0.0006035 | 0.000497 | 8 | 10% | 7.5% | 5% | 3.75% | 38 | 44 | 19 | 13 | 0.3 | 0.25 |  | 15 | 92 | 95 | 70 | EF 200 | EF 67 | EF 70 | EF 82 | Wrap 5 ft | Valve | Valve & LF | Valve & TS
AC | Furnace | Crawlspace | 12 | 12 | 2 | pre78 | 1990 | 0.14016 | 0.00071 | 0.00071 | 3.32 | 33% | 21.45% | 33% | 21.45% | 11.93 | 11.93 | 1.34 | 3.1 | 1.23 | 0.87 |  | 11.4 | 80 | 80 | 62 | EF 86 | EF 59 | EF 59 | EF 52 | None | None | None | None | 0.00071 | 0.00071 | 3.32 | 33% | 21.45% | 33% | 21.45% | 11.93 | 11.93 | 1.34 | 3.1 | 1.23 | 0.87 |  | 14 | 80 | 80 | 66 | EF 95 | EF 60 | EF 60 | EF 74 | None | None | None | None | 0.0006035 | 0.000497 | 8 | 10% | 6.5% | 5% | 3.25% | 38 | 44 | 19 | 13 | 0.3 | 0.25 |  | 15 | 92 | 95 | 70 | EF 200 | EF 67 | EF 70 | EF 82 | Wrap 5 ft | Valve | Valve & LF | Valve & TS
No AC | Furnace | Slab-on-grade | 12 | 12 | 1 | 78-92 | 1810 | 0.11502 | 0.00052 | 0.00052 | 3.67 | 26% | 19.5% | 26% | 19.5% | 15.9 | 15.9 | 5.96 | 10.25 | 0.935 | 0.83 |  | 11.4 | 80 | 80 | 62 | EF 86 | EF 59 | EF 59 | EF 52 | None | None | None | None | 0.00052 | 0.00052 | 3.67 | 26% | 19.5% | 26% | 19.5% | 15.9 | 15.9 | 5.96 | 10.25 | 0.935 | 0.83 |  | 14 | 80 | 80 | 66 | EF 95 | EF 60 | EF 60 | EF 74 | None | None | None | None | 0.000442 | 0.000364 | 8 | 10% | 7.5% | 5% | 3.75% | 38 | 44 | 19 | 13 | 0.3 | 0.25 |  | 15 | 92 | 95 | 70 | EF 200 | EF 67 | EF 70 | EF 82 | Wrap 5 ft | Valve | Valve & LF | Valve & TS
No AC | Furnace | Slab-on-grade | 12 | 12 | 2 | 78-92 | 2400 | 0.11502 | 0.00052 | 0.00052 | 3.67 | 26% | 16.9% | 26% | 16.9% | 15.9 | 15.9 | 5.96 | 10.25 | 0.935 | 0.83 |  | 11.4 | 80 | 80 | 62 | EF 86 | EF 59 | EF 59 | EF 52 | None | None | None | None | 0.00052 | 0.00052 | 3.67 | 26% | 16.9% | 26% | 16.9% | 15.9 | 15.9 | 5.96 | 10.25 | 0.935 | 0.83 |  | 14 | 80 | 80 | 66 | EF 95 | EF 60 | EF 60 | EF 74 | None | None | None | None | 0.000442 | 0.000364 | 8 | 10% | 6.5% | 5% | 3.25% | 38 | 44 | 19 | 13 | 0.3 | 0.25 |  | 15 | 92 | 95 | 70 | EF 200 | EF 67 | EF 70 | EF 82 | Wrap 5 ft | Valve | Valve & LF | Valve & TS
AC | Furnace | Slab-on-grade | 12 | 12 | 1 | 78-92 | 1810 | 0.11502 | 0.00052 | 0.00052 | 3.67 | 26% | 19.5% | 26% | 19.5% | 15.9 | 15.9 | 5.96 | 10.25 | 0.935 | 0.83 |  | 11.4 | 80 | 80 | 62 | EF 86 | EF 59 | EF 59 | EF 52 | None | None | None | None | 0.00052 | 0.00052 | 3.67 | 26% | 19.5% | 26% | 19.5% | 15.9 | 15.9 | 5.96 | 10.25 | 0.935 | 0.83 |  | 14 | 80 | 80 | 66 | EF 95 | EF 60 | EF 60 | EF 74 | None | None | None | None | 0.000442 | 0.000364 | 8 | 10% | 7.5% | 5% | 3.75% | 38 | 44 | 19 | 13 | 0.3 | 0.25 |  | 15 | 92 | 95 | 70 | EF 200 | EF 67 | EF 70 | EF 82 | Wrap 5 ft | Valve | Valve & LF | Valve & TS
AC | Furnace | Slab-on-grade | 12 | 12 | 2 | 78-92 | 2400 | 0.11502 | 0.00052 | 0.00052 | 3.67 | 26% | 16.9% | 26% | 16.9% | 15.9 | 15.9 | 5.96 | 10.25 | 0.935 | 0.83 |  | 11.4 | 80 | 80 | 62 | EF 86 | EF 59 | EF 59 | EF 52 | None | None | None | None | 0.00052 | 0.00052 | 3.67 | 26% | 16.9% | 26% | 16.9% | 15.9 | 15.9 | 5.96 | 10.25 | 0.935 | 0.83 |  | 14 | 80 | 80 | 66 | EF 95 | EF 60 | EF 60 | EF 74 | None | None | None | None | 0.000442 | 0.000364 | 8 | 10% | 6.5% | 5% | 3.25% | 38 | 44 | 19 | 13 | 0.3 | 0.25 |  | 15 | 92 | 95 | 70 | EF 200 | EF 67 | EF 70 | EF 82 | Wrap 5 ft | Valve | Valve & LF | Valve & TS
No AC | Furnace | Crawlspace | 12 | 12 | 1 | 78-92 | 1810 | 0.11502 | 0.00052 | 0.00052 | 3.67 | 26% | 19.5% | 26% | 19.5% | 15.9 | 15.9 | 5.96 | 10.25 | 0.935 | 0.83 |  | 11.4 | 80 | 80 | 62 | EF 86 | EF 59 | EF 59 | EF 52 | None | None | None | None | 0.00052 | 0.00052 | 3.67 | 26% | 19.5% | 26% | 19.5% | 15.9 | 15.9 | 5.96 | 10.25 | 0.935 | 0.83 |  | 14 | 80 | 80 | 66 | EF 95 | EF 60 | EF 60 | EF 74 | None | None | None | None | 0.000442 | 0.000364 | 8 | 10% | 7.5% | 5% | 3.75% | 38 | 44 | 19 | 13 | 0.3 | 0.25 |  | 15 | 92 | 95 | 70 | EF 200 | EF 67 | EF 70 | EF 82 | Wrap 5 ft | Valve | Valve & LF | Valve & TS
No AC | Furnace | Crawlspace | 12 | 12 | 2 | 78-92 | 2400 | 0.11502 | 0.00052 | 0.00052 | 3.67 | 26% | 16.9% | 26% | 16.9% | 15.9 | 15.9 | 5.96 | 10.25 | 0.935 | 0.83 |  | 11.4 | 80 | 80 | 62 | EF 86 | EF 59 | EF 59 | EF 52 | None | None | None | None | 0.00052 | 0.00052 | 3.67 | 26% | 16.9% | 26% | 16.9% | 15.9 | 15.9 | 5.96 | 10.25 | 0.935 | 0.83 |  | 14 | 80 | 80 | 66 | EF 95 | EF 60 | EF 60 | EF 74 | None | None | None | None | 0.000442 | 0.000364 | 8 | 10% | 6.5% | 5% | 3.25% | 38 | 44 | 19 | 13 | 0.3 | 0.25 |  | 15 | 92 | 95 | 70 | EF 200 | EF 67 | EF 70 | EF 82 | Wrap 5 ft | Valve | Valve & LF | Valve & TS
AC | Furnace | Crawlspace | 12 | 12 | 1 | 78-92 | 1810 | 0.11502 | 0.00052 | 0.00052 | 3.67 | 26% | 19.5% | 26% | 19.5% | 15.9 | 15.9 | 5.96 | 10.25 | 0.935 | 0.83 |  | 11.4 | 80 | 80 | 62 | EF 86 | EF 59 | EF 59 | EF 52 | None | None | None | None | 0.00052 | 0.00052 | 3.67 | 26% | 19.5% | 26% | 19.5% | 15.9 | 15.9 | 5.96 | 10.25 | 0.935 | 0.83 |  | 14 | 80 | 80 | 66 | EF 95 | EF 60 | EF 60 | EF 74 | None | None | None | None | 0.000442 | 0.000364 | 8 | 10% | 7.5% | 5% | 3.75% | 38 | 44 | 19 | 13 | 0.3 | 0.25 |  | 15 | 92 | 95 | 70 | EF 200 | EF 67 | EF 70 | EF 82 | Wrap 5 ft | Valve | Valve & LF | Valve & TS
AC | Furnace | Crawlspace | 12 | 12 | 2 | 78-92 | 2400 | 0.11502 | 0.00052 | 0.00052 | 3.67 | 26% | 16.9% | 26% | 16.9% | 15.9 | 15.9 | 5.96 | 10.25 | 0.935 | 0.83 |  | 11.4 | 80 | 80 | 62 | EF 86 | EF 59 | EF 59 | EF 52 | None | None | None | None | 0.00052 | 0.00052 | 3.67 | 26% | 16.9% | 26% | 16.9% | 15.9 | 15.9 | 5.96 | 10.25 | 0.935 | 0.83 |  | 14 | 80 | 80 | 66 | EF 95 | EF 60 | EF 60 | EF 74 | None | None | None | None | 0.000442 | 0.000364 | 8 | 10% | 6.5% | 5% | 3.25% | 38 | 44 | 19 | 13 | 0.3 | 0.25 |  | 15 | 92 | 95 | 70 | EF 200 | EF 67 | EF 70 | EF 82 | Wrap 5 ft | Valve | Valve & LF | Valve & TS
No AC | Furnace | Slab-on-grade | 12 | 12 | 1 | 93-01 | 1910 | 0.2 | 0.00046 | 0.00046 | 4.26 | 22% | 16.5% | 22% | 16.5% | 17.74 | 17.74 | 5.96 | 10.25 | 0.62 | 0.7 |  | 11.4 | 80 | 80 | 62 | EF 86 | EF 59 | EF 59 | EF 52 | None | None | None | None | 0.00046 | 0.00046 | 4.26 | 22% | 16.5% | 22% | 16.5% | 17.74 | 17.74 | 5.96 | 10.25 | 0.62 | 0.7 |  | 14 | 80 | 80 | 66 | EF 95 | EF 60 | EF 60 | EF 74 | None | None | None | None | 0.000391 | 0.000322 | 8 | 10% | 7.5% | 5% | 3.75% | 38 | 44 | 19 | 13 | 0.3 | 0.25 |  | 15 | 92 | 95 | 70 | EF 200 | EF 67 | EF 70 | EF 82 | Wrap 5 ft | Valve | Valve & LF | Valve & TS
No AC | Furnace | Slab-on-grade | 12 | 12 | 2 | 93-01 | 2730 | 0.2 | 0.00046 | 0.00046 | 4.26 | 22% | 14.3% | 22% | 14.3% | 17.74 | 17.74 | 5.96 | 10.25 | 0.62 | 0.7 |  | 11.4 | 80 | 80 | 62 | EF 86 | EF 59 | EF 59 | EF 52 | None | None | None | None | 0.00046 | 0.00046 | 4.26 | 22% | 14.3% | 22% | 14.3% | 17.74 | 17.74 | 5.96 | 10.25 | 0.62 | 0.7 |  | 14 | 80 | 80 | 66 | EF 95 | EF 60 | EF 60 | EF 74 | None | None | None | None | 0.000391 | 0.000322 | 8 | 10% | 6.5% | 5% | 3.25% | 38 | 44 | 19 | 13 | 0.3 | 0.25 |  | 15 | 92 | 95 | 70 | EF 200 | EF 67 | EF 70 | EF 82 | Wrap 5 ft | Valve | Valve & LF | Valve & TS
AC | Furnace | Slab-on-grade | 12 | 12 | 1 | 93-01 | 1910 | 0.2 | 0.00046 | 0.00046 | 4.26 | 22% | 16.5% | 22% | 16.5% | 17.74 | 17.74 | 5.96 | 10.25 | 0.62 | 0.7 |  | 11.4 | 80 | 80 | 62 | EF 86 | EF 59 | EF 59 | EF 52 | None | None | None | None | 0.00046 | 0.00046 | 4.26 | 22% | 16.5% | 22% | 16.5% | 17.74 | 17.74 | 5.96 | 10.25 | 0.62 | 0.7 |  | 14 | 80 | 80 | 66 | EF 95 | EF 60 | EF 60 | EF 74 | None | None | None | None | 0.000391 | 0.000322 | 8 | 10% | 7.5% | 5% | 3.75% | 38 | 44 | 19 | 13 | 0.3 | 0.25 |  | 15 | 92 | 95 | 70 | EF 200 | EF 67 | EF 70 | EF 82 | Wrap 5 ft | Valve | Valve & LF | Valve & TS
AC | Furnace | Slab-on-grade | 12 | 12 | 2 | 93-01 | 2730 | 0.2 | 0.00046 | 0.00046 | 4.26 | 22% | 14.3% | 22% | 14.3% | 17.74 | 17.74 | 5.96 | 10.25 | 0.62 | 0.7 |  | 11.4 | 80 | 80 | 62 | EF 86 | EF 59 | EF 59 | EF 52 | None | None | None | None | 0.00046 | 0.00046 | 4.26 | 22% | 14.3% | 22% | 14.3% | 17.74 | 17.74 | 5.96 | 10.25 | 0.62 | 0.7 |  | 14 | 80 | 80 | 66 | EF 95 | EF 60 | EF 60 | EF 74 | None | None | None | None | 0.000391 | 0.000322 | 8 | 10% | 6.5% | 5% | 3.25% | 38 | 44 | 19 | 13 | 0.3 | 0.25 |  | 15 | 92 | 95 | 70 | EF 200 | EF 67 | EF 70 | EF 82 | Wrap 5 ft | Valve | Valve & LF | Valve & TS
No AC | Furnace | Crawlspace | 12 | 12 | 1 | 93-01 | 1910 | 0.2 | 0.00046 | 0.00046 | 4.26 | 22% | 16.5% | 22% | 16.5% | 17.74 | 17.74 | 5.96 | 10.25 | 0.62 | 0.7 |  | 11.4 | 80 | 80 | 62 | EF 86 | EF 59 | EF 59 | EF 52 | None | None | None | None | 0.00046 | 0.00046 | 4.26 | 22% | 16.5% | 22% | 16.5% | 17.74 | 17.74 | 5.96 | 10.25 | 0.62 | 0.7 |  | 14 | 80 | 80 | 66 | EF 95 | EF 60 | EF 60 | EF 74 | None | None | None | None | 0.000391 | 0.000322 | 8 | 10% | 7.5% | 5% | 3.75% | 38 | 44 | 19 | 13 | 0.3 | 0.25 |  | 15 | 92 | 95 | 70 | EF 200 | EF 67 | EF 70 | EF 82 | Wrap 5 ft | Valve | Valve & LF | Valve & TS
No AC | Furnace | Crawlspace | 12 | 12 | 2 | 93-01 | 2730 | 0.2 | 0.00046 | 0.00046 | 4.26 | 22% | 14.3% | 22% | 14.3% | 17.74 | 17.74 | 5.96 | 10.25 | 0.62 | 0.7 |  | 11.4 | 80 | 80 | 62 | EF 86 | EF 59 | EF 59 | EF 52 | None | None | None | None | 0.00046 | 0.00046 | 4.26 | 22% | 14.3% | 22% | 14.3% | 17.74 | 17.74 | 5.96 | 10.25 | 0.62 | 0.7 |  | 14 | 80 | 80 | 66 | EF 95 | EF 60 | EF 60 | EF 74 | None | None | None | None | 0.000391 | 0.000322 | 8 | 10% | 6.5% | 5% | 3.25% | 38 | 44 | 19 | 13 | 0.3 | 0.25 |  | 15 | 92 | 95 | 70 | EF 200 | EF 67 | EF 70 | EF 82 | Wrap 5 ft | Valve | Valve & LF | Valve & TS
AC | Furnace | Crawlspace | 12 | 12 | 1 | 93-01 | 1910 | 0.2 | 0.00046 | 0.00046 | 4.26 | 22% | 16.5% | 22% | 16.5% | 17.74 | 17.74 | 5.96 | 10.25 | 0.62 | 0.7 |  | 11.4 | 80 | 80 | 62 | EF 86 | EF 59 | EF 59 | EF 52 | None | None | None | None | 0.00046 | 0.00046 | 4.26 | 22% | 16.5% | 22% | 16.5% | 17.74 | 17.74 | 5.96 | 10.25 | 0.62 | 0.7 |  | 14 | 80 | 80 | 66 | EF 95 | EF 60 | EF 60 | EF 74 | None | None | None | None | 0.000391 | 0.000322 | 8 | 10% | 7.5% | 5% | 3.75% | 38 | 44 | 19 | 13 | 0.3 | 0.25 |  | 15 | 92 | 95 | 70 | EF 200 | EF 67 | EF 70 | EF 82 | Wrap 5 ft | Valve | Valve & LF | Valve & TS
AC | Furnace | Crawlspace | 12 | 12 | 2 | 93-01 | 2730 | 0.2 | 0.00046 | 0.00046 | 4.26 | 22% | 14.3% | 22% | 14.3% | 17.74 | 17.74 | 5.96 | 10.25 | 0.62 | 0.7 |  | 11.4 | 80 | 80 | 62 | EF 86 | EF 59 | EF 59 | EF 52 | None | None | None | None | 0.00046 | 0.00046 | 4.26 | 22% | 14.3% | 22% | 14.3% | 17.74 | 17.74 | 5.96 | 10.25 | 0.62 | 0.7 |  | 14 | 80 | 80 | 66 | EF 95 | EF 60 | EF 60 | EF 74 | None | None | None | None | 0.000391 | 0.000322 | 8 | 10% | 6.5% | 5% | 3.25% | 38 | 44 | 19 | 13 | 0.3 | 0.25 |  | 15 | 92 | 95 | 70 | EF 200 | EF 67 | EF 70 | EF 82 | Wrap 5 ft | Valve | Valve & LF | Valve & TS
No AC | Wall Furnace | Slab-on-grade | 12 | 12 | 1 | pre78 | 1600 | 0.14016 | 0.00071 | 0.00071 | 3.32 | 33% | 24.75% | 33% | 24.75% | 11.93 | 11.93 | 1.34 | 3.1 | 1.23 | 0.87 |  | 11.4 | 80 | 80 | 62 | EF 86 | EF 59 | EF 59 | EF 52 | None | None | None | None | 0.00071 | 0.00071 | 3.32 | 33% | 24.75% | 33% | 24.75% | 11.93 | 11.93 | 1.34 | 3.1 | 1.23 | 0.87 |  | 14 | 80 | 80 | 66 | EF 95 | EF 60 | EF 60 | EF 74 | None | None | None | None | 0.0006035 | 0.000497 | 8 | 10% | 7.5% | 5% | 3.75% | 38 | 44 | 19 | 13 | 0.3 | 0.25 |  | 15 | 92 | 95 | 70 | EF 200 | EF 67 | EF 70 | EF 82 | Wrap 5 ft | Valve | Valve & LF | Valve & TS
No AC | Wall Furnace | Slab-on-grade | 12 | 12 | 2 | pre78 | 1990 | 0.14016 | 0.00071 | 0.00071 | 3.32 | 33% | 21.45% | 33% | 21.45% | 11.93 | 11.93 | 1.34 | 3.1 | 1.23 | 0.87 |  | 11.4 | 80 | 80 | 62 | EF 86 | EF 59 | EF 59 | EF 52 | None | None | None | None | 0.00071 | 0.00071 | 3.32 | 33% | 21.45% | 33% | 21.45% | 11.93 | 11.93 | 1.34 | 3.1 | 1.23 | 0.87 |  | 14 | 80 | 80 | 66 | EF 95 | EF 60 | EF 60 | EF 74 | None | None | None | None | 0.0006035 | 0.000497 | 8 | 10% | 6.5% | 5% | 3.25% | 38 | 44 | 19 | 13 | 0.3 | 0.25 |  | 15 | 92 | 95 | 70 | EF 200 | EF 67 | EF 70 | EF 82 | Wrap 5 ft | Valve | Valve & LF | Valve & TS
AC | Wall Furnace | Slab-on-grade | 12 | 12 | 1 | pre78 | 1600 | 0.14016 | 0.00071 | 0.00071 | 3.32 | 33% | 24.75% | 33% | 24.75% | 11.93 | 11.93 | 1.34 | 3.1 | 1.23 | 0.87 |  | 11.4 | 80 | 80 | 62 | EF 86 | EF 59 | EF 59 | EF 52 | None | None | None | None | 0.00071 | 0.00071 | 3.32 | 33% | 24.75% | 33% | 24.75% | 11.93 | 11.93 | 1.34 | 3.1 | 1.23 | 0.87 |  | 14 | 80 | 80 | 66 | EF 95 | EF 60 | EF 60 | EF 74 | None | None | None | None | 0.0006035 | 0.000497 | 8 | 10% | 7.5% | 5% | 3.75% | 38 | 44 | 19 | 13 | 0.3 | 0.25 |  | 15 | 92 | 95 | 70 | EF 200 | EF 67 | EF 70 | EF 82 | Wrap 5 ft | Valve | Valve & LF | Valve & TS
AC | Wall Furnace | Slab-on-grade | 12 | 12 | 2 | pre78 | 1990 | 0.14016 | 0.00071 | 0.00071 | 3.32 | 33% | 21.45% | 33% | 21.45% | 11.93 | 11.93 | 1.34 | 3.1 | 1.23 | 0.87 |  | 11.4 | 80 | 80 | 62 | EF 86 | EF 59 | EF 59 | EF 52 | None | None | None | None | 0.00071 | 0.00071 | 3.32 | 33% | 21.45% | 33% | 21.45% | 11.93 | 11.93 | 1.34 | 3.1 | 1.23 | 0.87 |  | 14 | 80 | 80 | 66 | EF 95 | EF 60 | EF 60 | EF 74 | None | None | None | None | 0.0006035 | 0.000497 | 8 | 10% | 6.5% | 5% | 3.25% | 38 | 44 | 19 | 13 | 0.3 | 0.25 |  | 15 | 92 | 95 | 70 | EF 200 | EF 67 | EF 70 | EF 82 | Wrap 5 ft | Valve | Valve & LF | Valve & TS
No AC | Wall Furnace | Crawlspace | 12 | 12 | 1 | pre78 | 1600 | 0.14016 | 0.00071 | 0.00071 | 3.32 | 33% | 24.75% | 33% | 24.75% | 11.93 | 11.93 | 1.34 | 3.1 | 1.23 | 0.87 |  | 11.4 | 80 | 80 | 62 | EF 86 | EF 59 | EF 59 | EF 52 | None | None | None | None | 0.00071 | 0.00071 | 3.32 | 33% | 24.75% | 33% | 24.75% | 11.93 | 11.93 | 1.34 | 3.1 | 1.23 | 0.87 |  | 14 | 80 | 80 | 66 | EF 95 | EF 60 | EF 60 | EF 74 | None | None | None | None | 0.0006035 | 0.000497 | 8 | 10% | 7.5% | 5% | 3.75% | 38 | 44 | 19 | 13 | 0.3 | 0.25 |  | 15 | 92 | 95 | 70 | EF 200 | EF 67 | EF 70 | EF 82 | Wrap 5 ft | Valve | Valve & LF | Valve & TS
No AC | Wall Furnace | Crawlspace | 12 | 12 | 2 | pre78 | 1990 | 0.14016 | 0.00071 | 0.00071 | 3.32 | 33% | 21.45% | 33% | 21.45% | 11.93 | 11.93 | 1.34 | 3.1 | 1.23 | 0.87 |  | 11.4 | 80 | 80 | 62 | EF 86 | EF 59 | EF 59 | EF 52 | None | None | None | None | 0.00071 | 0.00071 | 3.32 | 33% | 21.45% | 33% | 21.45% | 11.93 | 11.93 | 1.34 | 3.1 | 1.23 | 0.87 |  | 14 | 80 | 80 | 66 | EF 95 | EF 60 | EF 60 | EF 74 | None | None | None | None | 0.0006035 | 0.000497 | 8 | 10% | 6.5% | 5% | 3.25% | 38 | 44 | 19 | 13 | 0.3 | 0.25 |  | 15 | 92 | 95 | 70 | EF 200 | EF 67 | EF 70 | EF 82 | Wrap 5 ft | Valve | Valve & LF | Valve & TS
AC | Wall Furnace | Crawlspace | 12 | 12 | 1 | pre78 | 1600 | 0.14016 | 0.00071 | 0.00071 | 3.32 | 33% | 24.75% | 33% | 24.75% | 11.93 | 11.93 | 1.34 | 3.1 | 1.23 | 0.87 |  | 11.4 | 80 | 80 | 62 | EF 86 | EF 59 | EF 59 | EF 52 | None | None | None | None | 0.00071 | 0.00071 | 3.32 | 33% | 24.75% | 33% | 24.75% | 11.93 | 11.93 | 1.34 | 3.1 | 1.23 | 0.87 |  | 14 | 80 | 80 | 66 | EF 95 | EF 60 | EF 60 | EF 74 | None | None | None | None | 0.0006035 | 0.000497 | 8 | 10% | 7.5% | 5% | 3.75% | 38 | 44 | 19 | 13 | 0.3 | 0.25 |  | 15 | 92 | 95 | 70 | EF 200 | EF 67 | EF 70 | EF 82 | Wrap 5 ft | Valve | Valve & LF | Valve & TS
AC | Wall Furnace | Crawlspace | 12 | 12 | 2 | pre78 | 1990 | 0.14016 | 0.00071 | 0.00071 | 3.32 | 33% | 21.45% | 33% | 21.45% | 11.93 | 11.93 | 1.34 | 3.1 | 1.23 | 0.87 |  | 11.4 | 80 | 80 | 62 | EF 86 | EF 59 | EF 59 | EF 52 | None | None | None | None | 0.00071 | 0.00071 | 3.32 | 33% | 21.45% | 33% | 21.45% | 11.93 | 11.93 | 1.34 | 3.1 | 1.23 | 0.87 |  | 14 | 80 | 80 | 66 | EF 95 | EF 60 | EF 60 | EF 74 | None | None | None | None | 0.0006035 | 0.000497 | 8 | 10% | 6.5% | 5% | 3.25% | 38 | 44 | 19 | 13 | 0.3 | 0.25 |  | 15 | 92 | 95 | 70 | EF 200 | EF 67 | EF 70 | EF 82 | Wrap 5 ft | Valve | Valve & LF | Valve & TS
No AC | Wall Furnace | Slab-on-grade | 12 | 12 | 1 | 78-92 | 1810 | 0.11502 | 0.00052 | 0.00052 | 3.67 | 26% | 19.5% | 26% | 19.5% | 15.9 | 15.9 | 5.96 | 10.25 | 0.935 | 0.83 |  | 11.4 | 80 | 80 | 62 | EF 86 | EF 59 | EF 59 | EF 52 | None | None | None | None | 0.00052 | 0.00052 | 3.67 | 26% | 19.5% | 26% | 19.5% | 15.9 | 15.9 | 5.96 | 10.25 | 0.935 | 0.83 |  | 14 | 80 | 80 | 66 | EF 95 | EF 60 | EF 60 | EF 74 | None | None | None | None | 0.000442 | 0.000364 | 8 | 10% | 7.5% | 5% | 3.75% | 38 | 44 | 19 | 13 | 0.3 | 0.25 |  | 15 | 92 | 95 | 70 | EF 200 | EF 67 | EF 70 | EF 82 | Wrap 5 ft | Valve | Valve & LF | Valve & TS
No AC | Wall Furnace | Slab-on-grade | 12 | 12 | 2 | 78-92 | 2400 | 0.11502 | 0.00052 | 0.00052 | 3.67 | 26% | 16.9% | 26% | 16.9% | 15.9 | 15.9 | 5.96 | 10.25 | 0.935 | 0.83 |  | 11.4 | 80 | 80 | 62 | EF 86 | EF 59 | EF 59 | EF 52 | None | None | None | None | 0.00052 | 0.00052 | 3.67 | 26% | 16.9% | 26% | 16.9% | 15.9 | 15.9 | 5.96 | 10.25 | 0.935 | 0.83 |  | 14 | 80 | 80 | 66 | EF 95 | EF 60 | EF 60 | EF 74 | None | None | None | None | 0.000442 | 0.000364 | 8 | 10% | 6.5% | 5% | 3.25% | 38 | 44 | 19 | 13 | 0.3 | 0.25 |  | 15 | 92 | 95 | 70 | EF 200 | EF 67 | EF 70 | EF 82 | Wrap 5 ft | Valve | Valve & LF | Valve & TS
AC | Wall Furnace | Slab-on-grade | 12 | 12 | 1 | 78-92 | 1810 | 0.11502 | 0.00052 | 0.00052 | 3.67 | 26% | 19.5% | 26% | 19.5% | 15.9 | 15.9 | 5.96 | 10.25 | 0.935 | 0.83 |  | 11.4 | 80 | 80 | 62 | EF 86 | EF 59 | EF 59 | EF 52 | None | None | None | None | 0.00052 | 0.00052 | 3.67 | 26% | 19.5% | 26% | 19.5% | 15.9 | 15.9 | 5.96 | 10.25 | 0.935 | 0.83 |  | 14 | 80 | 80 | 66 | EF 95 | EF 60 | EF 60 | EF 74 | None | None | None | None | 0.000442 | 0.000364 | 8 | 10% | 7.5% | 5% | 3.75% | 38 | 44 | 19 | 13 | 0.3 | 0.25 |  | 15 | 92 | 95 | 70 | EF 200 | EF 67 | EF 70 | EF 82 | Wrap 5 ft | Valve | Valve & LF | Valve & TS
AC | Wall Furnace | Slab-on-grade | 12 | 12 | 2 | 78-92 | 2400 | 0.11502 | 0.00052 | 0.00052 | 3.67 | 26% | 16.9% | 26% | 16.9% | 15.9 | 15.9 | 5.96 | 10.25 | 0.935 | 0.83 |  | 11.4 | 80 | 80 | 62 | EF 86 | EF 59 | EF 59 | EF 52 | None | None | None | None | 0.00052 | 0.00052 | 3.67 | 26% | 16.9% | 26% | 16.9% | 15.9 | 15.9 | 5.96 | 10.25 | 0.935 | 0.83 |  | 14 | 80 | 80 | 66 | EF 95 | EF 60 | EF 60 | EF 74 | None | None | None | None | 0.000442 | 0.000364 | 8 | 10% | 6.5% | 5% | 3.25% | 38 | 44 | 19 | 13 | 0.3 | 0.25 |  | 15 | 92 | 95 | 70 | EF 200 | EF 67 | EF 70 | EF 82 | Wrap 5 ft | Valve | Valve & LF | Valve & TS
No AC | Wall Furnace | Crawlspace | 12 | 12 | 1 | 78-92 | 1810 | 0.11502 | 0.00052 | 0.00052 | 3.67 | 26% | 19.5% | 26% | 19.5% | 15.9 | 15.9 | 5.96 | 10.25 | 0.935 | 0.83 |  | 11.4 | 80 | 80 | 62 | EF 86 | EF 59 | EF 59 | EF 52 | None | None | None | None | 0.00052 | 0.00052 | 3.67 | 26% | 19.5% | 26% | 19.5% | 15.9 | 15.9 | 5.96 | 10.25 | 0.935 | 0.83 |  | 14 | 80 | 80 | 66 | EF 95 | EF 60 | EF 60 | EF 74 | None | None | None | None | 0.000442 | 0.000364 | 8 | 10% | 7.5% | 5% | 3.75% | 38 | 44 | 19 | 13 | 0.3 | 0.25 |  | 15 | 92 | 95 | 70 | EF 200 | EF 67 | EF 70 | EF 82 | Wrap 5 ft | Valve | Valve & LF | Valve & TS
No AC | Wall Furnace | Crawlspace | 12 | 12 | 2 | 78-92 | 2400 | 0.11502 | 0.00052 | 0.00052 | 3.67 | 26% | 16.9% | 26% | 16.9% | 15.9 | 15.9 | 5.96 | 10.25 | 0.935 | 0.83 |  | 11.4 | 80 | 80 | 62 | EF 86 | EF 59 | EF 59 | EF 52 | None | None | None | None | 0.00052 | 0.00052 | 3.67 | 26% | 16.9% | 26% | 16.9% | 15.9 | 15.9 | 5.96 | 10.25 | 0.935 | 0.83 |  | 14 | 80 | 80 | 66 | EF 95 | EF 60 | EF 60 | EF 74 | None | None | None | None | 0.000442 | 0.000364 | 8 | 10% | 6.5% | 5% | 3.25% | 38 | 44 | 19 | 13 | 0.3 | 0.25 |  | 15 | 92 | 95 | 70 | EF 200 | EF 67 | EF 70 | EF 82 | Wrap 5 ft | Valve | Valve & LF | Valve & TS
AC | Wall Furnace | Crawlspace | 12 | 12 | 1 | 78-92 | 1810 | 0.11502 | 0.00052 | 0.00052 | 3.67 | 26% | 19.5% | 26% | 19.5% | 15.9 | 15.9 | 5.96 | 10.25 | 0.935 | 0.83 |  | 11.4 | 80 | 80 | 62 | EF 86 | EF 59 | EF 59 | EF 52 | None | None | None | None | 0.00052 | 0.00052 | 3.67 | 26% | 19.5% | 26% | 19.5% | 15.9 | 15.9 | 5.96 | 10.25 | 0.935 | 0.83 |  | 14 | 80 | 80 | 66 | EF 95 | EF 60 | EF 60 | EF 74 | None | None | None | None | 0.000442 | 0.000364 | 8 | 10% | 7.5% | 5% | 3.75% | 38 | 44 | 19 | 13 | 0.3 | 0.25 |  | 15 | 92 | 95 | 70 | EF 200 | EF 67 | EF 70 | EF 82 | Wrap 5 ft | Valve | Valve & LF | Valve & TS
AC | Wall Furnace | Crawlspace | 12 | 12 | 2 | 78-92 | 2400 | 0.11502 | 0.00052 | 0.00052 | 3.67 | 26% | 16.9% | 26% | 16.9% | 15.9 | 15.9 | 5.96 | 10.25 | 0.935 | 0.83 |  | 11.4 | 80 | 80 | 62 | EF 86 | EF 59 | EF 59 | EF 52 | None | None | None | None | 0.00052 | 0.00052 | 3.67 | 26% | 16.9% | 26% | 16.9% | 15.9 | 15.9 | 5.96 | 10.25 | 0.935 | 0.83 |  | 14 | 80 | 80 | 66 | EF 95 | EF 60 | EF 60 | EF 74 | None | None | None | None | 0.000442 | 0.000364 | 8 | 10% | 6.5% | 5% | 3.25% | 38 | 44 | 19 | 13 | 0.3 | 0.25 |  | 15 | 92 | 95 | 70 | EF 200 | EF 67 | EF 70 | EF 82 | Wrap 5 ft | Valve | Valve & LF | Valve & TS
No AC | Wall Furnace | Slab-on-grade | 12 | 12 | 1 | 93-01 | 1910 | 0.2 | 0.00046 | 0.00046 | 4.26 | 22% | 16.5% | 22% | 16.5% | 17.74 | 17.74 | 5.96 | 10.25 | 0.62 | 0.7 |  | 11.4 | 80 | 80 | 62 | EF 86 | EF 59 | EF 59 | EF 52 | None | None | None | None | 0.00046 | 0.00046 | 4.26 | 22% | 16.5% | 22% | 16.5% | 17.74 | 17.74 | 5.96 | 10.25 | 0.62 | 0.7 |  | 14 | 80 | 80 | 66 | EF 95 | EF 60 | EF 60 | EF 74 | None | None | None | None | 0.000391 | 0.000322 | 8 | 10% | 7.5% | 5% | 3.75% | 38 | 44 | 19 | 13 | 0.3 | 0.25 |  | 15 | 92 | 95 | 70 | EF 200 | EF 67 | EF 70 | EF 82 | Wrap 5 ft | Valve | Valve & LF | Valve & TS
No AC | Wall Furnace | Slab-on-grade | 12 | 12 | 2 | 93-01 | 2730 | 0.2 | 0.00046 | 0.00046 | 4.26 | 22% | 14.3% | 22% | 14.3% | 17.74 | 17.74 | 5.96 | 10.25 | 0.62 | 0.7 |  | 11.4 | 80 | 80 | 62 | EF 86 | EF 59 | EF 59 | EF 52 | None | None | None | None | 0.00046 | 0.00046 | 4.26 | 22% | 14.3% | 22% | 14.3% | 17.74 | 17.74 | 5.96 | 10.25 | 0.62 | 0.7 |  | 14 | 80 | 80 | 66 | EF 95 | EF 60 | EF 60 | EF 74 | None | None | None | None | 0.000391 | 0.000322 | 8 | 10% | 6.5% | 5% | 3.25% | 38 | 44 | 19 | 13 | 0.3 | 0.25 |  | 15 | 92 | 95 | 70 | EF 200 | EF 67 | EF 70 | EF 82 | Wrap 5 ft | Valve | Valve & LF | Valve & TS
AC | Wall Furnace | Slab-on-grade | 12 | 12 | 1 | 93-01 | 1910 | 0.2 | 0.00046 | 0.00046 | 4.26 | 22% | 16.5% | 22% | 16.5% | 17.74 | 17.74 | 5.96 | 10.25 | 0.62 | 0.7 |  | 11.4 | 80 | 80 | 62 | EF 86 | EF 59 | EF 59 | EF 52 | None | None | None | None | 0.00046 | 0.00046 | 4.26 | 22% | 16.5% | 22% | 16.5% | 17.74 | 17.74 | 5.96 | 10.25 | 0.62 | 0.7 |  | 14 | 80 | 80 | 66 | EF 95 | EF 60 | EF 60 | EF 74 | None | None | None | None | 0.000391 | 0.000322 | 8 | 10% | 7.5% | 5% | 3.75% | 38 | 44 | 19 | 13 | 0.3 | 0.25 |  | 15 | 92 | 95 | 70 | EF 200 | EF 67 | EF 70 | EF 82 | Wrap 5 ft | Valve | Valve & LF | Valve & TS
AC | Wall Furnace | Slab-on-grade | 12 | 12 | 2 | 93-01 | 2730 | 0.2 | 0.00046 | 0.00046 | 4.26 | 22% | 14.3% | 22% | 14.3% | 17.74 | 17.74 | 5.96 | 10.25 | 0.62 | 0.7 |  | 11.4 | 80 | 80 | 62 | EF 86 | EF 59 | EF 59 | EF 52 | None | None | None | None | 0.00046 | 0.00046 | 4.26 | 22% | 14.3% | 22% | 14.3% | 17.74 | 17.74 | 5.96 | 10.25 | 0.62 | 0.7 |  | 14 | 80 | 80 | 66 | EF 95 | EF 60 | EF 60 | EF 74 | None | None | None | None | 0.000391 | 0.000322 | 8 | 10% | 6.5% | 5% | 3.25% | 38 | 44 | 19 | 13 | 0.3 | 0.25 |  | 15 | 92 | 95 | 70 | EF 200 | EF 67 | EF 70 | EF 82 | Wrap 5 ft | Valve | Valve & LF | Valve & TS
No AC | Wall Furnace | Crawlspace | 12 | 12 | 1 | 93-01 | 1910 | 0.2 | 0.00046 | 0.00046 | 4.26 | 22% | 16.5% | 22% | 16.5% | 17.74 | 17.74 | 5.96 | 10.25 | 0.62 | 0.7 |  | 11.4 | 80 | 80 | 62 | EF 86 | EF 59 | EF 59 | EF 52 | None | None | None | None | 0.00046 | 0.00046 | 4.26 | 22% | 16.5% | 22% | 16.5% | 17.74 | 17.74 | 5.96 | 10.25 | 0.62 | 0.7 |  | 14 | 80 | 80 | 66 | EF 95 | EF 60 | EF 60 | EF 74 | None | None | None | None | 0.000391 | 0.000322 | 8 | 10% | 7.5% | 5% | 3.75% | 38 | 44 | 19 | 13 | 0.3 | 0.25 |  | 15 | 92 | 95 | 70 | EF 200 | EF 67 | EF 70 | EF 82 | Wrap 5 ft | Valve | Valve & LF | Valve & TS
No AC | Wall Furnace | Crawlspace | 12 | 12 | 2 | 93-01 | 2730 | 0.2 | 0.00046 | 0.00046 | 4.26 | 22% | 14.3% | 22% | 14.3% | 17.74 | 17.74 | 5.96 | 10.25 | 0.62 | 0.7 |  | 11.4 | 80 | 80 | 62 | EF 86 | EF 59 | EF 59 | EF 52 | None | None | None | None | 0.00046 | 0.00046 | 4.26 | 22% | 14.3% | 22% | 14.3% | 17.74 | 17.74 | 5.96 | 10.25 | 0.62 | 0.7 |  | 14 | 80 | 80 | 66 | EF 95 | EF 60 | EF 60 | EF 74 | None | None | None | None | 0.000391 | 0.000322 | 8 | 10% | 6.5% | 5% | 3.25% | 38 | 44 | 19 | 13 | 0.3 | 0.25 |  | 15 | 92 | 95 | 70 | EF 200 | EF 67 | EF 70 | EF 82 | Wrap 5 ft | Valve | Valve & LF | Valve & TS
AC | Wall Furnace | Crawlspace | 12 | 12 | 1 | 93-01 | 1910 | 0.2 | 0.00046 | 0.00046 | 4.26 | 22% | 16.5% | 22% | 16.5% | 17.74 | 17.74 | 5.96 | 10.25 | 0.62 | 0.7 |  | 11.4 | 80 | 80 | 62 | EF 86 | EF 59 | EF 59 | EF 52 | None | None | None | None | 0.00046 | 0.00046 | 4.26 | 22% | 16.5% | 22% | 16.5% | 17.74 | 17.74 | 5.96 | 10.25 | 0.62 | 0.7 |  | 14 | 80 | 80 | 66 | EF 95 | EF 60 | EF 60 | EF 74 | None | None | None | None | 0.000391 | 0.000322 | 8 | 10% | 7.5% | 5% | 3.75% | 38 | 44 | 19 | 13 | 0.3 | 0.25 |  | 15 | 92 | 95 | 70 | EF 200 | EF 67 | EF 70 | EF 82 | Wrap 5 ft | Valve | Valve & LF | Valve & TS
AC | Wall Furnace | Crawlspace | 12 | 12 | 2 | 93-01 | 2730 | 0.2 | 0.00046 | 0.00046 | 4.26 | 22% | 14.3% | 22% | 14.3% | 17.74 | 17.74 | 5.96 | 10.25 | 0.62 | 0.7 |  | 11.4 | 80 | 80 | 62 | EF 86 | EF 59 | EF 59 | EF 52 | None | None | None | None | 0.00046 | 0.00046 | 4.26 | 22% | 14.3% | 22% | 14.3% | 17.74 | 17.74 | 5.96 | 10.25 | 0.62 | 0.7 |  | 14 | 80 | 80 | 66 | EF 95 | EF 60 | EF 60 | EF 74 | None | None | None | None | 0.000391 | 0.000322 | 8 | 10% | 6.5% | 5% | 3.25% | 38 | 44 | 19 | 13 | 0.3 | 0.25 |  | 15 | 92 | 95 | 70 | EF 200 | EF 67 | EF 70 | EF 82 | Wrap 5 ft | Valve | Valve & LF | Valve & TS
No AC | Furnace | Slab-on-grade | 16 | 12 | 1 | pre78 | 1600 | 0.14016 | 0.00071 | 0.00071 | 3.32 | 33% | 24.75% | 33% | 24.75% | 11.93 | 11.93 | 1.34 | 3.1 | 1.23 | 0.87 |  | 11.4 | 80 | 80 | 62 | EF 86 | EF 59 | EF 59 | EF 52 | None | None | None | None | 0.00071 | 0.00071 | 3.32 | 33% | 24.75% | 33% | 24.75% | 11.93 | 11.93 | 1.34 | 3.1 | 1.23 | 0.87 |  | 14 | 80 | 80 | 66 | EF 95 | EF 60 | EF 60 | EF 74 | None | None | None | None | 0.0006035 | 0.000497 | 8 | 10% | 7.5% | 5% | 3.75% | 38 | 44 | 19 | 13 | 0.3 | 0.25 |  | 15 | 92 | 95 | 70 | EF 200 | EF 67 | EF 70 | EF 82 | Wrap 5 ft | Valve | Valve & LF | Valve & TS
No AC | Furnace | Slab-on-grade | 16 | 12 | 2 | pre78 | 1990 | 0.14016 | 0.00071 | 0.00071 | 3.32 | 33% | 21.45% | 33% | 21.45% | 11.93 | 11.93 | 1.34 | 3.1 | 1.23 | 0.87 |  | 11.4 | 80 | 80 | 62 | EF 86 | EF 59 | EF 59 | EF 52 | None | None | None | None | 0.00071 | 0.00071 | 3.32 | 33% | 21.45% | 33% | 21.45% | 11.93 | 11.93 | 1.34 | 3.1 | 1.23 | 0.87 |  | 14 | 80 | 80 | 66 | EF 95 | EF 60 | EF 60 | EF 74 | None | None | None | None | 0.0006035 | 0.000497 | 8 | 10% | 6.5% | 5% | 3.25% | 38 | 44 | 19 | 13 | 0.3 | 0.25 |  | 15 | 92 | 95 | 70 | EF 200 | EF 67 | EF 70 | EF 82 | Wrap 5 ft | Valve | Valve & LF | Valve & TS
AC | Furnace | Slab-on-grade | 16 | 12 | 1 | pre78 | 1600 | 0.14016 | 0.00071 | 0.00071 | 3.32 | 33% | 24.75% | 33% | 24.75% | 11.93 | 11.93 | 1.34 | 3.1 | 1.23 | 0.87 |  | 11.4 | 80 | 80 | 62 | EF 86 | EF 59 | EF 59 | EF 52 | None | None | None | None | 0.00071 | 0.00071 | 3.32 | 33% | 24.75% | 33% | 24.75% | 11.93 | 11.93 | 1.34 | 3.1 | 1.23 | 0.87 |  | 14 | 80 | 80 | 66 | EF 95 | EF 60 | EF 60 | EF 74 | None | None | None | None | 0.0006035 | 0.000497 | 8 | 10% | 7.5% | 5% | 3.75% | 38 | 44 | 19 | 13 | 0.3 | 0.25 |  | 15 | 92 | 95 | 70 | EF 200 | EF 67 | EF 70 | EF 82 | Wrap 5 ft | Valve | Valve & LF | Valve & TS
AC | Furnace | Slab-on-grade | 16 | 12 | 2 | pre78 | 1990 | 0.14016 | 0.00071 | 0.00071 | 3.32 | 33% | 21.45% | 33% | 21.45% | 11.93 | 11.93 | 1.34 | 3.1 | 1.23 | 0.87 |  | 11.4 | 80 | 80 | 62 | EF 86 | EF 59 | EF 59 | EF 52 | None | None | None | None | 0.00071 | 0.00071 | 3.32 | 33% | 21.45% | 33% | 21.45% | 11.93 | 11.93 | 1.34 | 3.1 | 1.23 | 0.87 |  | 14 | 80 | 80 | 66 | EF 95 | EF 60 | EF 60 | EF 74 | None | None | None | None | 0.0006035 | 0.000497 | 8 | 10% | 6.5% | 5% | 3.25% | 38 | 44 | 19 | 13 | 0.3 | 0.25 |  | 15 | 92 | 95 | 70 | EF 200 | EF 67 | EF 70 | EF 82 | Wrap 5 ft | Valve | Valve & LF | Valve & TS
No AC | Furnace | Crawlspace | 16 | 12 | 1 | pre78 | 1600 | 0.14016 | 0.00071 | 0.00071 | 3.32 | 33% | 24.75% | 33% | 24.75% | 11.93 | 11.93 | 1.34 | 3.1 | 1.23 | 0.87 |  | 11.4 | 80 | 80 | 62 | EF 86 | EF 59 | EF 59 | EF 52 | None | None | None | None | 0.00071 | 0.00071 | 3.32 | 33% | 24.75% | 33% | 24.75% | 11.93 | 11.93 | 1.34 | 3.1 | 1.23 | 0.87 |  | 14 | 80 | 80 | 66 | EF 95 | EF 60 | EF 60 | EF 74 | None | None | None | None | 0.0006035 | 0.000497 | 8 | 10% | 7.5% | 5% | 3.75% | 38 | 44 | 19 | 13 | 0.3 | 0.25 |  | 15 | 92 | 95 | 70 | EF 200 | EF 67 | EF 70 | EF 82 | Wrap 5 ft | Valve | Valve & LF | Valve & TS
No AC | Furnace | Crawlspace | 16 | 12 | 2 | pre78 | 1990 | 0.14016 | 0.00071 | 0.00071 | 3.32 | 33% | 21.45% | 33% | 21.45% | 11.93 | 11.93 | 1.34 | 3.1 | 1.23 | 0.87 |  | 11.4 | 80 | 80 | 62 | EF 86 | EF 59 | EF 59 | EF 52 | None | None | None | None | 0.00071 | 0.00071 | 3.32 | 33% | 21.45% | 33% | 21.45% | 11.93 | 11.93 | 1.34 | 3.1 | 1.23 | 0.87 |  | 14 | 80 | 80 | 66 | EF 95 | EF 60 | EF 60 | EF 74 | None | None | None | None | 0.0006035 | 0.000497 | 8 | 10% | 6.5% | 5% | 3.25% | 38 | 44 | 19 | 13 | 0.3 | 0.25 |  | 15 | 92 | 95 | 70 | EF 200 | EF 67 | EF 70 | EF 82 | Wrap 5 ft | Valve | Valve & LF | Valve & TS
AC | Furnace | Crawlspace | 16 | 12 | 1 | pre78 | 1600 | 0.14016 | 0.00071 | 0.00071 | 3.32 | 33% | 24.75% | 33% | 24.75% | 11.93 | 11.93 | 1.34 | 3.1 | 1.23 | 0.87 |  | 11.4 | 80 | 80 | 62 | EF 86 | EF 59 | EF 59 | EF 52 | None | None | None | None | 0.00071 | 0.00071 | 3.32 | 33% | 24.75% | 33% | 24.75% | 11.93 | 11.93 | 1.34 | 3.1 | 1.23 | 0.87 |  | 14 | 80 | 80 | 66 | EF 95 | EF 60 | EF 60 | EF 74 | None | None | None | None | 0.0006035 | 0.000497 | 8 | 10% | 7.5% | 5% | 3.75% | 38 | 44 | 19 | 13 | 0.3 | 0.25 |  | 15 | 92 | 95 | 70 | EF 200 | EF 67 | EF 70 | EF 82 | Wrap 5 ft | Valve | Valve & LF | Valve & TS
AC | Furnace | Crawlspace | 16 | 12 | 2 | pre78 | 1990 | 0.14016 | 0.00071 | 0.00071 | 3.32 | 33% | 21.45% | 33% | 21.45% | 11.93 | 11.93 | 1.34 | 3.1 | 1.23 | 0.87 |  | 11.4 | 80 | 80 | 62 | EF 86 | EF 59 | EF 59 | EF 52 | None | None | None | None | 0.00071 | 0.00071 | 3.32 | 33% | 21.45% | 33% | 21.45% | 11.93 | 11.93 | 1.34 | 3.1 | 1.23 | 0.87 |  | 14 | 80 | 80 | 66 | EF 95 | EF 60 | EF 60 | EF 74 | None | None | None | None | 0.0006035 | 0.000497 | 8 | 10% | 6.5% | 5% | 3.25% | 38 | 44 | 19 | 13 | 0.3 | 0.25 |  | 15 | 92 | 95 | 70 | EF 200 | EF 67 | EF 70 | EF 82 | Wrap 5 ft | Valve | Valve & LF | Valve & TS
No AC | Furnace | Slab-on-grade | 16 | 12 | 1 | 78-92 | 1810 | 0.11502 | 0.00052 | 0.00052 | 3.67 | 26% | 19.5% | 26% | 19.5% | 15.9 | 15.9 | 5.96 | 10.25 | 0.935 | 0.83 |  | 11.4 | 80 | 80 | 62 | EF 86 | EF 59 | EF 59 | EF 52 | None | None | None | None | 0.00052 | 0.00052 | 3.67 | 26% | 19.5% | 26% | 19.5% | 15.9 | 15.9 | 5.96 | 10.25 | 0.935 | 0.83 |  | 14 | 80 | 80 | 66 | EF 95 | EF 60 | EF 60 | EF 74 | None | None | None | None | 0.000442 | 0.000364 | 8 | 10% | 7.5% | 5% | 3.75% | 38 | 44 | 19 | 13 | 0.3 | 0.25 |  | 15 | 92 | 95 | 70 | EF 200 | EF 67 | EF 70 | EF 82 | Wrap 5 ft | Valve | Valve & LF | Valve & TS
No AC | Furnace | Slab-on-grade | 16 | 12 | 2 | 78-92 | 2400 | 0.11502 | 0.00052 | 0.00052 | 3.67 | 26% | 16.9% | 26% | 16.9% | 15.9 | 15.9 | 5.96 | 10.25 | 0.935 | 0.83 |  | 11.4 | 80 | 80 | 62 | EF 86 | EF 59 | EF 59 | EF 52 | None | None | None | None | 0.00052 | 0.00052 | 3.67 | 26% | 16.9% | 26% | 16.9% | 15.9 | 15.9 | 5.96 | 10.25 | 0.935 | 0.83 |  | 14 | 80 | 80 | 66 | EF 95 | EF 60 | EF 60 | EF 74 | None | None | None | None | 0.000442 | 0.000364 | 8 | 10% | 6.5% | 5% | 3.25% | 38 | 44 | 19 | 13 | 0.3 | 0.25 |  | 15 | 92 | 95 | 70 | EF 200 | EF 67 | EF 70 | EF 82 | Wrap 5 ft | Valve | Valve & LF | Valve & TS
AC | Furnace | Slab-on-grade | 16 | 12 | 1 | 78-92 | 1810 | 0.11502 | 0.00052 | 0.00052 | 3.67 | 26% | 19.5% | 26% | 19.5% | 15.9 | 15.9 | 5.96 | 10.25 | 0.935 | 0.83 |  | 11.4 | 80 | 80 | 62 | EF 86 | EF 59 | EF 59 | EF 52 | None | None | None | None | 0.00052 | 0.00052 | 3.67 | 26% | 19.5% | 26% | 19.5% | 15.9 | 15.9 | 5.96 | 10.25 | 0.935 | 0.83 |  | 14 | 80 | 80 | 66 | EF 95 | EF 60 | EF 60 | EF 74 | None | None | None | None | 0.000442 | 0.000364 | 8 | 10% | 7.5% | 5% | 3.75% | 38 | 44 | 19 | 13 | 0.3 | 0.25 |  | 15 | 92 | 95 | 70 | EF 200 | EF 67 | EF 70 | EF 82 | Wrap 5 ft | Valve | Valve & LF | Valve & TS
AC | Furnace | Slab-on-grade | 16 | 12 | 2 | 78-92 | 2400 | 0.11502 | 0.00052 | 0.00052 | 3.67 | 26% | 16.9% | 26% | 16.9% | 15.9 | 15.9 | 5.96 | 10.25 | 0.935 | 0.83 |  | 11.4 | 80 | 80 | 62 | EF 86 | EF 59 | EF 59 | EF 52 | None | None | None | None | 0.00052 | 0.00052 | 3.67 | 26% | 16.9% | 26% | 16.9% | 15.9 | 15.9 | 5.96 | 10.25 | 0.935 | 0.83 |  | 14 | 80 | 80 | 66 | EF 95 | EF 60 | EF 60 | EF 74 | None | None | None | None | 0.000442 | 0.000364 | 8 | 10% | 6.5% | 5% | 3.25% | 38 | 44 | 19 | 13 | 0.3 | 0.25 |  | 15 | 92 | 95 | 70 | EF 200 | EF 67 | EF 70 | EF 82 | Wrap 5 ft | Valve | Valve & LF | Valve & TS
No AC | Furnace | Crawlspace | 16 | 12 | 1 | 78-92 | 1810 | 0.11502 | 0.00052 | 0.00052 | 3.67 | 26% | 19.5% | 26% | 19.5% | 15.9 | 15.9 | 5.96 | 10.25 | 0.935 | 0.83 |  | 11.4 | 80 | 80 | 62 | EF 86 | EF 59 | EF 59 | EF 52 | None | None | None | None | 0.00052 | 0.00052 | 3.67 | 26% | 19.5% | 26% | 19.5% | 15.9 | 15.9 | 5.96 | 10.25 | 0.935 | 0.83 |  | 14 | 80 | 80 | 66 | EF 95 | EF 60 | EF 60 | EF 74 | None | None | None | None | 0.000442 | 0.000364 | 8 | 10% | 7.5% | 5% | 3.75% | 38 | 44 | 19 | 13 | 0.3 | 0.25 |  | 15 | 92 | 95 | 70 | EF 200 | EF 67 | EF 70 | EF 82 | Wrap 5 ft | Valve | Valve & LF | Valve & TS
No AC | Furnace | Crawlspace | 16 | 12 | 2 | 78-92 | 2400 | 0.11502 | 0.00052 | 0.00052 | 3.67 | 26% | 16.9% | 26% | 16.9% | 15.9 | 15.9 | 5.96 | 10.25 | 0.935 | 0.83 |  | 11.4 | 80 | 80 | 62 | EF 86 | EF 59 | EF 59 | EF 52 | None | None | None | None | 0.00052 | 0.00052 | 3.67 | 26% | 16.9% | 26% | 16.9% | 15.9 | 15.9 | 5.96 | 10.25 | 0.935 | 0.83 |  | 14 | 80 | 80 | 66 | EF 95 | EF 60 | EF 60 | EF 74 | None | None | None | None | 0.000442 | 0.000364 | 8 | 10% | 6.5% | 5% | 3.25% | 38 | 44 | 19 | 13 | 0.3 | 0.25 |  | 15 | 92 | 95 | 70 | EF 200 | EF 67 | EF 70 | EF 82 | Wrap 5 ft | Valve | Valve & LF | Valve & TS
AC | Furnace | Crawlspace | 16 | 12 | 1 | 78-92 | 1810 | 0.11502 | 0.00052 | 0.00052 | 3.67 | 26% | 19.5% | 26% | 19.5% | 15.9 | 15.9 | 5.96 | 10.25 | 0.935 | 0.83 |  | 11.4 | 80 | 80 | 62 | EF 86 | EF 59 | EF 59 | EF 52 | None | None | None | None | 0.00052 | 0.00052 | 3.67 | 26% | 19.5% | 26% | 19.5% | 15.9 | 15.9 | 5.96 | 10.25 | 0.935 | 0.83 |  | 14 | 80 | 80 | 66 | EF 95 | EF 60 | EF 60 | EF 74 | None | None | None | None | 0.000442 | 0.000364 | 8 | 10% | 7.5% | 5% | 3.75% | 38 | 44 | 19 | 13 | 0.3 | 0.25 |  | 15 | 92 | 95 | 70 | EF 200 | EF 67 | EF 70 | EF 82 | Wrap 5 ft | Valve | Valve & LF | Valve & TS
AC | Furnace | Crawlspace | 16 | 12 | 2 | 78-92 | 2400 | 0.11502 | 0.00052 | 0.00052 | 3.67 | 26% | 16.9% | 26% | 16.9% | 15.9 | 15.9 | 5.96 | 10.25 | 0.935 | 0.83 |  | 11.4 | 80 | 80 | 62 | EF 86 | EF 59 | EF 59 | EF 52 | None | None | None | None | 0.00052 | 0.00052 | 3.67 | 26% | 16.9% | 26% | 16.9% | 15.9 | 15.9 | 5.96 | 10.25 | 0.935 | 0.83 |  | 14 | 80 | 80 | 66 | EF 95 | EF 60 | EF 60 | EF 74 | None | None | None | None | 0.000442 | 0.000364 | 8 | 10% | 6.5% | 5% | 3.25% | 38 | 44 | 19 | 13 | 0.3 | 0.25 |  | 15 | 92 | 95 | 70 | EF 200 | EF 67 | EF 70 | EF 82 | Wrap 5 ft | Valve | Valve & LF | Valve & TS
No AC | Furnace | Slab-on-grade | 16 | 12 | 1 | 93-01 | 1910 | 0.2 | 0.00046 | 0.00046 | 4.26 | 22% | 16.5% | 22% | 16.5% | 17.74 | 17.74 | 5.96 | 10.25 | 0.62 | 0.7 |  | 11.4 | 80 | 80 | 62 | EF 86 | EF 59 | EF 59 | EF 52 | None | None | None | None | 0.00046 | 0.00046 | 4.26 | 22% | 16.5% | 22% | 16.5% | 17.74 | 17.74 | 5.96 | 10.25 | 0.62 | 0.7 |  | 14 | 80 | 80 | 66 | EF 95 | EF 60 | EF 60 | EF 74 | None | None | None | None | 0.000391 | 0.000322 | 8 | 10% | 7.5% | 5% | 3.75% | 38 | 44 | 19 | 13 | 0.3 | 0.25 |  | 15 | 92 | 95 | 70 | EF 200 | EF 67 | EF 70 | EF 82 | Wrap 5 ft | Valve | Valve & LF | Valve & TS
No AC | Furnace | Slab-on-grade | 16 | 12 | 2 | 93-01 | 2730 | 0.2 | 0.00046 | 0.00046 | 4.26 | 22% | 14.3% | 22% | 14.3% | 17.74 | 17.74 | 5.96 | 10.25 | 0.62 | 0.7 |  | 11.4 | 80 | 80 | 62 | EF 86 | EF 59 | EF 59 | EF 52 | None | None | None | None | 0.00046 | 0.00046 | 4.26 | 22% | 14.3% | 22% | 14.3% | 17.74 | 17.74 | 5.96 | 10.25 | 0.62 | 0.7 |  | 14 | 80 | 80 | 66 | EF 95 | EF 60 | EF 60 | EF 74 | None | None | None | None | 0.000391 | 0.000322 | 8 | 10% | 6.5% | 5% | 3.25% | 38 | 44 | 19 | 13 | 0.3 | 0.25 |  | 15 | 92 | 95 | 70 | EF 200 | EF 67 | EF 70 | EF 82 | Wrap 5 ft | Valve | Valve & LF | Valve & TS
AC | Furnace | Slab-on-grade | 16 | 12 | 1 | 93-01 | 1910 | 0.2 | 0.00046 | 0.00046 | 4.26 | 22% | 16.5% | 22% | 16.5% | 17.74 | 17.74 | 5.96 | 10.25 | 0.62 | 0.7 |  | 11.4 | 80 | 80 | 62 | EF 86 | EF 59 | EF 59 | EF 52 | None | None | None | None | 0.00046 | 0.00046 | 4.26 | 22% | 16.5% | 22% | 16.5% | 17.74 | 17.74 | 5.96 | 10.25 | 0.62 | 0.7 |  | 14 | 80 | 80 | 66 | EF 95 | EF 60 | EF 60 | EF 74 | None | None | None | None | 0.000391 | 0.000322 | 8 | 10% | 7.5% | 5% | 3.75% | 38 | 44 | 19 | 13 | 0.3 | 0.25 |  | 15 | 92 | 95 | 70 | EF 200 | EF 67 | EF 70 | EF 82 | Wrap 5 ft | Valve | Valve & LF | Valve & TS
AC | Furnace | Slab-on-grade | 16 | 12 | 2 | 93-01 | 2730 | 0.2 | 0.00046 | 0.00046 | 4.26 | 22% | 14.3% | 22% | 14.3% | 17.74 | 17.74 | 5.96 | 10.25 | 0.62 | 0.7 |  | 11.4 | 80 | 80 | 62 | EF 86 | EF 59 | EF 59 | EF 52 | None | None | None | None | 0.00046 | 0.00046 | 4.26 | 22% | 14.3% | 22% | 14.3% | 17.74 | 17.74 | 5.96 | 10.25 | 0.62 | 0.7 |  | 14 | 80 | 80 | 66 | EF 95 | EF 60 | EF 60 | EF 74 | None | None | None | None | 0.000391 | 0.000322 | 8 | 10% | 6.5% | 5% | 3.25% | 38 | 44 | 19 | 13 | 0.3 | 0.25 |  | 15 | 92 | 95 | 70 | EF 200 | EF 67 | EF 70 | EF 82 | Wrap 5 ft | Valve | Valve & LF | Valve & TS
No AC | Furnace | Crawlspace | 16 | 12 | 1 | 93-01 | 1910 | 0.2 | 0.00046 | 0.00046 | 4.26 | 22% | 16.5% | 22% | 16.5% | 17.74 | 17.74 | 5.96 | 10.25 | 0.62 | 0.7 |  | 11.4 | 80 | 80 | 62 | EF 86 | EF 59 | EF 59 | EF 52 | None | None | None | None | 0.00046 | 0.00046 | 4.26 | 22% | 16.5% | 22% | 16.5% | 17.74 | 17.74 | 5.96 | 10.25 | 0.62 | 0.7 |  | 14 | 80 | 80 | 66 | EF 95 | EF 60 | EF 60 | EF 74 | None | None | None | None | 0.000391 | 0.000322 | 8 | 10% | 7.5% | 5% | 3.75% | 38 | 44 | 19 | 13 | 0.3 | 0.25 |  | 15 | 92 | 95 | 70 | EF 200 | EF 67 | EF 70 | EF 82 | Wrap 5 ft | Valve | Valve & LF | Valve & TS
No AC | Furnace | Crawlspace | 16 | 12 | 2 | 93-01 | 2730 | 0.2 | 0.00046 | 0.00046 | 4.26 | 22% | 14.3% | 22% | 14.3% | 17.74 | 17.74 | 5.96 | 10.25 | 0.62 | 0.7 |  | 11.4 | 80 | 80 | 62 | EF 86 | EF 59 | EF 59 | EF 52 | None | None | None | None | 0.00046 | 0.00046 | 4.26 | 22% | 14.3% | 22% | 14.3% | 17.74 | 17.74 | 5.96 | 10.25 | 0.62 | 0.7 |  | 14 | 80 | 80 | 66 | EF 95 | EF 60 | EF 60 | EF 74 | None | None | None | None | 0.000391 | 0.000322 | 8 | 10% | 6.5% | 5% | 3.25% | 38 | 44 | 19 | 13 | 0.3 | 0.25 |  | 15 | 92 | 95 | 70 | EF 200 | EF 67 | EF 70 | EF 82 | Wrap 5 ft | Valve | Valve & LF | Valve & TS
AC | Furnace | Crawlspace | 16 | 12 | 1 | 93-01 | 1910 | 0.2 | 0.00046 | 0.00046 | 4.26 | 22% | 16.5% | 22% | 16.5% | 17.74 | 17.74 | 5.96 | 10.25 | 0.62 | 0.7 |  | 11.4 | 80 | 80 | 62 | EF 86 | EF 59 | EF 59 | EF 52 | None | None | None | None | 0.00046 | 0.00046 | 4.26 | 22% | 16.5% | 22% | 16.5% | 17.74 | 17.74 | 5.96 | 10.25 | 0.62 | 0.7 |  | 14 | 80 | 80 | 66 | EF 95 | EF 60 | EF 60 | EF 74 | None | None | None | None | 0.000391 | 0.000322 | 8 | 10% | 7.5% | 5% | 3.75% | 38 | 44 | 19 | 13 | 0.3 | 0.25 |  | 15 | 92 | 95 | 70 | EF 200 | EF 67 | EF 70 | EF 82 | Wrap 5 ft | Valve | Valve & LF | Valve & TS
AC | Furnace | Crawlspace | 16 | 12 | 2 | 93-01 | 2730 | 0.2 | 0.00046 | 0.00046 | 4.26 | 22% | 14.3% | 22% | 14.3% | 17.74 | 17.74 | 5.96 | 10.25 | 0.62 | 0.7 |  | 11.4 | 80 | 80 | 62 | EF 86 | EF 59 | EF 59 | EF 52 | None | None | None | None | 0.00046 | 0.00046 | 4.26 | 22% | 14.3% | 22% | 14.3% | 17.74 | 17.74 | 5.96 | 10.25 | 0.62 | 0.7 |  | 14 | 80 | 80 | 66 | EF 95 | EF 60 | EF 60 | EF 74 | None | None | None | None | 0.000391 | 0.000322 | 8 | 10% | 6.5% | 5% | 3.25% | 38 | 44 | 19 | 13 | 0.3 | 0.25 |  | 15 | 92 | 95 | 70 | EF 200 | EF 67 | EF 70 | EF 82 | Wrap 5 ft | Valve | Valve & LF | Valve & TS
No AC | Wall Furnace | Slab-on-grade | 16 | 12 | 1 | pre78 | 1600 | 0.14016 | 0.00071 | 0.00071 | 3.32 | 33% | 24.75% | 33% | 24.75% | 11.93 | 11.93 | 1.34 | 3.1 | 1.23 | 0.87 |  | 11.4 | 80 | 80 | 62 | EF 86 | EF 59 | EF 59 | EF 52 | None | None | None | None | 0.00071 | 0.00071 | 3.32 | 33% | 24.75% | 33% | 24.75% | 11.93 | 11.93 | 1.34 | 3.1 | 1.23 | 0.87 |  | 14 | 80 | 80 | 66 | EF 95 | EF 60 | EF 60 | EF 74 | None | None | None | None | 0.0006035 | 0.000497 | 8 | 10% | 7.5% | 5% | 3.75% | 38 | 44 | 19 | 13 | 0.3 | 0.25 |  | 15 | 92 | 95 | 70 | EF 200 | EF 67 | EF 70 | EF 82 | Wrap 5 ft | Valve | Valve & LF | Valve & TS
No AC | Wall Furnace | Slab-on-grade | 16 | 12 | 2 | pre78 | 1990 | 0.14016 | 0.00071 | 0.00071 | 3.32 | 33% | 21.45% | 33% | 21.45% | 11.93 | 11.93 | 1.34 | 3.1 | 1.23 | 0.87 |  | 11.4 | 80 | 80 | 62 | EF 86 | EF 59 | EF 59 | EF 52 | None | None | None | None | 0.00071 | 0.00071 | 3.32 | 33% | 21.45% | 33% | 21.45% | 11.93 | 11.93 | 1.34 | 3.1 | 1.23 | 0.87 |  | 14 | 80 | 80 | 66 | EF 95 | EF 60 | EF 60 | EF 74 | None | None | None | None | 0.0006035 | 0.000497 | 8 | 10% | 6.5% | 5% | 3.25% | 38 | 44 | 19 | 13 | 0.3 | 0.25 |  | 15 | 92 | 95 | 70 | EF 200 | EF 67 | EF 70 | EF 82 | Wrap 5 ft | Valve | Valve & LF | Valve & TS
AC | Wall Furnace | Slab-on-grade | 16 | 12 | 1 | pre78 | 1600 | 0.14016 | 0.00071 | 0.00071 | 3.32 | 33% | 24.75% | 33% | 24.75% | 11.93 | 11.93 | 1.34 | 3.1 | 1.23 | 0.87 |  | 11.4 | 80 | 80 | 62 | EF 86 | EF 59 | EF 59 | EF 52 | None | None | None | None | 0.00071 | 0.00071 | 3.32 | 33% | 24.75% | 33% | 24.75% | 11.93 | 11.93 | 1.34 | 3.1 | 1.23 | 0.87 |  | 14 | 80 | 80 | 66 | EF 95 | EF 60 | EF 60 | EF 74 | None | None | None | None | 0.0006035 | 0.000497 | 8 | 10% | 7.5% | 5% | 3.75% | 38 | 44 | 19 | 13 | 0.3 | 0.25 |  | 15 | 92 | 95 | 70 | EF 200 | EF 67 | EF 70 | EF 82 | Wrap 5 ft | Valve | Valve & LF | Valve & TS
AC | Wall Furnace | Slab-on-grade | 16 | 12 | 2 | pre78 | 1990 | 0.14016 | 0.00071 | 0.00071 | 3.32 | 33% | 21.45% | 33% | 21.45% | 11.93 | 11.93 | 1.34 | 3.1 | 1.23 | 0.87 |  | 11.4 | 80 | 80 | 62 | EF 86 | EF 59 | EF 59 | EF 52 | None | None | None | None | 0.00071 | 0.00071 | 3.32 | 33% | 21.45% | 33% | 21.45% | 11.93 | 11.93 | 1.34 | 3.1 | 1.23 | 0.87 |  | 14 | 80 | 80 | 66 | EF 95 | EF 60 | EF 60 | EF 74 | None | None | None | None | 0.0006035 | 0.000497 | 8 | 10% | 6.5% | 5% | 3.25% | 38 | 44 | 19 | 13 | 0.3 | 0.25 |  | 15 | 92 | 95 | 70 | EF 200 | EF 67 | EF 70 | EF 82 | Wrap 5 ft | Valve | Valve & LF | Valve & TS
No AC | Wall Furnace | Crawlspace | 16 | 12 | 1 | pre78 | 1600 | 0.14016 | 0.00071 | 0.00071 | 3.32 | 33% | 24.75% | 33% | 24.75% | 11.93 | 11.93 | 1.34 | 3.1 | 1.23 | 0.87 |  | 11.4 | 80 | 80 | 62 | EF 86 | EF 59 | EF 59 | EF 52 | None | None | None | None | 0.00071 | 0.00071 | 3.32 | 33% | 24.75% | 33% | 24.75% | 11.93 | 11.93 | 1.34 | 3.1 | 1.23 | 0.87 |  | 14 | 80 | 80 | 66 | EF 95 | EF 60 | EF 60 | EF 74 | None | None | None | None | 0.0006035 | 0.000497 | 8 | 10% | 7.5% | 5% | 3.75% | 38 | 44 | 19 | 13 | 0.3 | 0.25 |  | 15 | 92 | 95 | 70 | EF 200 | EF 67 | EF 70 | EF 82 | Wrap 5 ft | Valve | Valve & LF | Valve & TS
No AC | Wall Furnace | Crawlspace | 16 | 12 | 2 | pre78 | 1990 | 0.14016 | 0.00071 | 0.00071 | 3.32 | 33% | 21.45% | 33% | 21.45% | 11.93 | 11.93 | 1.34 | 3.1 | 1.23 | 0.87 |  | 11.4 | 80 | 80 | 62 | EF 86 | EF 59 | EF 59 | EF 52 | None | None | None | None | 0.00071 | 0.00071 | 3.32 | 33% | 21.45% | 33% | 21.45% | 11.93 | 11.93 | 1.34 | 3.1 | 1.23 | 0.87 |  | 14 | 80 | 80 | 66 | EF 95 | EF 60 | EF 60 | EF 74 | None | None | None | None | 0.0006035 | 0.000497 | 8 | 10% | 6.5% | 5% | 3.25% | 38 | 44 | 19 | 13 | 0.3 | 0.25 |  | 15 | 92 | 95 | 70 | EF 200 | EF 67 | EF 70 | EF 82 | Wrap 5 ft | Valve | Valve & LF | Valve & TS
AC | Wall Furnace | Crawlspace | 16 | 12 | 1 | pre78 | 1600 | 0.14016 | 0.00071 | 0.00071 | 3.32 | 33% | 24.75% | 33% | 24.75% | 11.93 | 11.93 | 1.34 | 3.1 | 1.23 | 0.87 |  | 11.4 | 80 | 80 | 62 | EF 86 | EF 59 | EF 59 | EF 52 | None | None | None | None | 0.00071 | 0.00071 | 3.32 | 33% | 24.75% | 33% | 24.75% | 11.93 | 11.93 | 1.34 | 3.1 | 1.23 | 0.87 |  | 14 | 80 | 80 | 66 | EF 95 | EF 60 | EF 60 | EF 74 | None | None | None | None | 0.0006035 | 0.000497 | 8 | 10% | 7.5% | 5% | 3.75% | 38 | 44 | 19 | 13 | 0.3 | 0.25 |  | 15 | 92 | 95 | 70 | EF 200 | EF 67 | EF 70 | EF 82 | Wrap 5 ft | Valve | Valve & LF | Valve & TS
AC | Wall Furnace | Crawlspace | 16 | 12 | 2 | pre78 | 1990 | 0.14016 | 0.00071 | 0.00071 | 3.32 | 33% | 21.45% | 33% | 21.45% | 11.93 | 11.93 | 1.34 | 3.1 | 1.23 | 0.87 |  | 11.4 | 80 | 80 | 62 | EF 86 | EF 59 | EF 59 | EF 52 | None | None | None | None | 0.00071 | 0.00071 | 3.32 | 33% | 21.45% | 33% | 21.45% | 11.93 | 11.93 | 1.34 | 3.1 | 1.23 | 0.87 |  | 14 | 80 | 80 | 66 | EF 95 | EF 60 | EF 60 | EF 74 | None | None | None | None | 0.0006035 | 0.000497 | 8 | 10% | 6.5% | 5% | 3.25% | 38 | 44 | 19 | 13 | 0.3 | 0.25 |  | 15 | 92 | 95 | 70 | EF 200 | EF 67 | EF 70 | EF 82 | Wrap 5 ft | Valve | Valve & LF | Valve & TS
No AC | Wall Furnace | Slab-on-grade | 16 | 12 | 1 | 78-92 | 1810 | 0.11502 | 0.00052 | 0.00052 | 3.67 | 26% | 19.5% | 26% | 19.5% | 15.9 | 15.9 | 5.96 | 10.25 | 0.935 | 0.83 |  | 11.4 | 80 | 80 | 62 | EF 86 | EF 59 | EF 59 | EF 52 | None | None | None | None | 0.00052 | 0.00052 | 3.67 | 26% | 19.5% | 26% | 19.5% | 15.9 | 15.9 | 5.96 | 10.25 | 0.935 | 0.83 |  | 14 | 80 | 80 | 66 | EF 95 | EF 60 | EF 60 | EF 74 | None | None | None | None | 0.000442 | 0.000364 | 8 | 10% | 7.5% | 5% | 3.75% | 38 | 44 | 19 | 13 | 0.3 | 0.25 |  | 15 | 92 | 95 | 70 | EF 200 | EF 67 | EF 70 | EF 82 | Wrap 5 ft | Valve | Valve & LF | Valve & TS
No AC | Wall Furnace | Slab-on-grade | 16 | 12 | 2 | 78-92 | 2400 | 0.11502 | 0.00052 | 0.00052 | 3.67 | 26% | 16.9% | 26% | 16.9% | 15.9 | 15.9 | 5.96 | 10.25 | 0.935 | 0.83 |  | 11.4 | 80 | 80 | 62 | EF 86 | EF 59 | EF 59 | EF 52 | None | None | None | None | 0.00052 | 0.00052 | 3.67 | 26% | 16.9% | 26% | 16.9% | 15.9 | 15.9 | 5.96 | 10.25 | 0.935 | 0.83 |  | 14 | 80 | 80 | 66 | EF 95 | EF 60 | EF 60 | EF 74 | None | None | None | None | 0.000442 | 0.000364 | 8 | 10% | 6.5% | 5% | 3.25% | 38 | 44 | 19 | 13 | 0.3 | 0.25 |  | 15 | 92 | 95 | 70 | EF 200 | EF 67 | EF 70 | EF 82 | Wrap 5 ft | Valve | Valve & LF | Valve & TS
AC | Wall Furnace | Slab-on-grade | 16 | 12 | 1 | 78-92 | 1810 | 0.11502 | 0.00052 | 0.00052 | 3.67 | 26% | 19.5% | 26% | 19.5% | 15.9 | 15.9 | 5.96 | 10.25 | 0.935 | 0.83 |  | 11.4 | 80 | 80 | 62 | EF 86 | EF 59 | EF 59 | EF 52 | None | None | None | None | 0.00052 | 0.00052 | 3.67 | 26% | 19.5% | 26% | 19.5% | 15.9 | 15.9 | 5.96 | 10.25 | 0.935 | 0.83 |  | 14 | 80 | 80 | 66 | EF 95 | EF 60 | EF 60 | EF 74 | None | None | None | None | 0.000442 | 0.000364 | 8 | 10% | 7.5% | 5% | 3.75% | 38 | 44 | 19 | 13 | 0.3 | 0.25 |  | 15 | 92 | 95 | 70 | EF 200 | EF 67 | EF 70 | EF 82 | Wrap 5 ft | Valve | Valve & LF | Valve & TS
AC | Wall Furnace | Slab-on-grade | 16 | 12 | 2 | 78-92 | 2400 | 0.11502 | 0.00052 | 0.00052 | 3.67 | 26% | 16.9% | 26% | 16.9% | 15.9 | 15.9 | 5.96 | 10.25 | 0.935 | 0.83 |  | 11.4 | 80 | 80 | 62 | EF 86 | EF 59 | EF 59 | EF 52 | None | None | None | None | 0.00052 | 0.00052 | 3.67 | 26% | 16.9% | 26% | 16.9% | 15.9 | 15.9 | 5.96 | 10.25 | 0.935 | 0.83 |  | 14 | 80 | 80 | 66 | EF 95 | EF 60 | EF 60 | EF 74 | None | None | None | None | 0.000442 | 0.000364 | 8 | 10% | 6.5% | 5% | 3.25% | 38 | 44 | 19 | 13 | 0.3 | 0.25 |  | 15 | 92 | 95 | 70 | EF 200 | EF 67 | EF 70 | EF 82 | Wrap 5 ft | Valve | Valve & LF | Valve & TS
No AC | Wall Furnace | Crawlspace | 16 | 12 | 1 | 78-92 | 1810 | 0.11502 | 0.00052 | 0.00052 | 3.67 | 26% | 19.5% | 26% | 19.5% | 15.9 | 15.9 | 5.96 | 10.25 | 0.935 | 0.83 |  | 11.4 | 80 | 80 | 62 | EF 86 | EF 59 | EF 59 | EF 52 | None | None | None | None | 0.00052 | 0.00052 | 3.67 | 26% | 19.5% | 26% | 19.5% | 15.9 | 15.9 | 5.96 | 10.25 | 0.935 | 0.83 |  | 14 | 80 | 80 | 66 | EF 95 | EF 60 | EF 60 | EF 74 | None | None | None | None | 0.000442 | 0.000364 | 8 | 10% | 7.5% | 5% | 3.75% | 38 | 44 | 19 | 13 | 0.3 | 0.25 |  | 15 | 92 | 95 | 70 | EF 200 | EF 67 | EF 70 | EF 82 | Wrap 5 ft | Valve | Valve & LF | Valve & TS
No AC | Wall Furnace | Crawlspace | 16 | 12 | 2 | 78-92 | 2400 | 0.11502 | 0.00052 | 0.00052 | 3.67 | 26% | 16.9% | 26% | 16.9% | 15.9 | 15.9 | 5.96 | 10.25 | 0.935 | 0.83 |  | 11.4 | 80 | 80 | 62 | EF 86 | EF 59 | EF 59 | EF 52 | None | None | None | None | 0.00052 | 0.00052 | 3.67 | 26% | 16.9% | 26% | 16.9% | 15.9 | 15.9 | 5.96 | 10.25 | 0.935 | 0.83 |  | 14 | 80 | 80 | 66 | EF 95 | EF 60 | EF 60 | EF 74 | None | None | None | None | 0.000442 | 0.000364 | 8 | 10% | 6.5% | 5% | 3.25% | 38 | 44 | 19 | 13 | 0.3 | 0.25 |  | 15 | 92 | 95 | 70 | EF 200 | EF 67 | EF 70 | EF 82 | Wrap 5 ft | Valve | Valve & LF | Valve & TS
AC | Wall Furnace | Crawlspace | 16 | 12 | 1 | 78-92 | 1810 | 0.11502 | 0.00052 | 0.00052 | 3.67 | 26% | 19.5% | 26% | 19.5% | 15.9 | 15.9 | 5.96 | 10.25 | 0.935 | 0.83 |  | 11.4 | 80 | 80 | 62 | EF 86 | EF 59 | EF 59 | EF 52 | None | None | None | None | 0.00052 | 0.00052 | 3.67 | 26% | 19.5% | 26% | 19.5% | 15.9 | 15.9 | 5.96 | 10.25 | 0.935 | 0.83 |  | 14 | 80 | 80 | 66 | EF 95 | EF 60 | EF 60 | EF 74 | None | None | None | None | 0.000442 | 0.000364 | 8 | 10% | 7.5% | 5% | 3.75% | 38 | 44 | 19 | 13 | 0.3 | 0.25 |  | 15 | 92 | 95 | 70 | EF 200 | EF 67 | EF 70 | EF 82 | Wrap 5 ft | Valve | Valve & LF | Valve & TS
AC | Wall Furnace | Crawlspace | 16 | 12 | 2 | 78-92 | 2400 | 0.11502 | 0.00052 | 0.00052 | 3.67 | 26% | 16.9% | 26% | 16.9% | 15.9 | 15.9 | 5.96 | 10.25 | 0.935 | 0.83 |  | 11.4 | 80 | 80 | 62 | EF 86 | EF 59 | EF 59 | EF 52 | None | None | None | None | 0.00052 | 0.00052 | 3.67 | 26% | 16.9% | 26% | 16.9% | 15.9 | 15.9 | 5.96 | 10.25 | 0.935 | 0.83 |  | 14 | 80 | 80 | 66 | EF 95 | EF 60 | EF 60 | EF 74 | None | None | None | None | 0.000442 | 0.000364 | 8 | 10% | 6.5% | 5% | 3.25% | 38 | 44 | 19 | 13 | 0.3 | 0.25 |  | 15 | 92 | 95 | 70 | EF 200 | EF 67 | EF 70 | EF 82 | Wrap 5 ft | Valve | Valve & LF | Valve & TS
No AC | Wall Furnace | Slab-on-grade | 16 | 12 | 1 | 93-01 | 1910 | 0.2 | 0.00046 | 0.00046 | 4.26 | 22% | 16.5% | 22% | 16.5% | 17.74 | 17.74 | 5.96 | 10.25 | 0.62 | 0.7 |  | 11.4 | 80 | 80 | 62 | EF 86 | EF 59 | EF 59 | EF 52 | None | None | None | None | 0.00046 | 0.00046 | 4.26 | 22% | 16.5% | 22% | 16.5% | 17.74 | 17.74 | 5.96 | 10.25 | 0.62 | 0.7 |  | 14 | 80 | 80 | 66 | EF 95 | EF 60 | EF 60 | EF 74 | None | None | None | None | 0.000391 | 0.000322 | 8 | 10% | 7.5% | 5% | 3.75% | 38 | 44 | 19 | 13 | 0.3 | 0.25 |  | 15 | 92 | 95 | 70 | EF 200 | EF 67 | EF 70 | EF 82 | Wrap 5 ft | Valve | Valve & LF | Valve & TS
No AC | Wall Furnace | Slab-on-grade | 16 | 12 | 2 | 93-01 | 2730 | 0.2 | 0.00046 | 0.00046 | 4.26 | 22% | 14.3% | 22% | 14.3% | 17.74 | 17.74 | 5.96 | 10.25 | 0.62 | 0.7 |  | 11.4 | 80 | 80 | 62 | EF 86 | EF 59 | EF 59 | EF 52 | None | None | None | None | 0.00046 | 0.00046 | 4.26 | 22% | 14.3% | 22% | 14.3% | 17.74 | 17.74 | 5.96 | 10.25 | 0.62 | 0.7 |  | 14 | 80 | 80 | 66 | EF 95 | EF 60 | EF 60 | EF 74 | None | None | None | None | 0.000391 | 0.000322 | 8 | 10% | 6.5% | 5% | 3.25% | 38 | 44 | 19 | 13 | 0.3 | 0.25 |  | 15 | 92 | 95 | 70 | EF 200 | EF 67 | EF 70 | EF 82 | Wrap 5 ft | Valve | Valve & LF | Valve & TS
AC | Wall Furnace | Slab-on-grade | 16 | 12 | 1 | 93-01 | 1910 | 0.2 | 0.00046 | 0.00046 | 4.26 | 22% | 16.5% | 22% | 16.5% | 17.74 | 17.74 | 5.96 | 10.25 | 0.62 | 0.7 |  | 11.4 | 80 | 80 | 62 | EF 86 | EF 59 | EF 59 | EF 52 | None | None | None | None | 0.00046 | 0.00046 | 4.26 | 22% | 16.5% | 22% | 16.5% | 17.74 | 17.74 | 5.96 | 10.25 | 0.62 | 0.7 |  | 14 | 80 | 80 | 66 | EF 95 | EF 60 | EF 60 | EF 74 | None | None | None | None | 0.000391 | 0.000322 | 8 | 10% | 7.5% | 5% | 3.75% | 38 | 44 | 19 | 13 | 0.3 | 0.25 |  | 15 | 92 | 95 | 70 | EF 200 | EF 67 | EF 70 | EF 82 | Wrap 5 ft | Valve | Valve & LF | Valve & TS
AC | Wall Furnace | Slab-on-grade | 16 | 12 | 2 | 93-01 | 2730 | 0.2 | 0.00046 | 0.00046 | 4.26 | 22% | 14.3% | 22% | 14.3% | 17.74 | 17.74 | 5.96 | 10.25 | 0.62 | 0.7 |  | 11.4 | 80 | 80 | 62 | EF 86 | EF 59 | EF 59 | EF 52 | None | None | None | None | 0.00046 | 0.00046 | 4.26 | 22% | 14.3% | 22% | 14.3% | 17.74 | 17.74 | 5.96 | 10.25 | 0.62 | 0.7 |  | 14 | 80 | 80 | 66 | EF 95 | EF 60 | EF 60 | EF 74 | None | None | None | None | 0.000391 | 0.000322 | 8 | 10% | 6.5% | 5% | 3.25% | 38 | 44 | 19 | 13 | 0.3 | 0.25 |  | 15 | 92 | 95 | 70 | EF 200 | EF 67 | EF 70 | EF 82 | Wrap 5 ft | Valve | Valve & LF | Valve & TS
No AC | Wall Furnace | Crawlspace | 16 | 12 | 1 | 93-01 | 1910 | 0.2 | 0.00046 | 0.00046 | 4.26 | 22% | 16.5% | 22% | 16.5% | 17.74 | 17.74 | 5.96 | 10.25 | 0.62 | 0.7 |  | 11.4 | 80 | 80 | 62 | EF 86 | EF 59 | EF 59 | EF 52 | None | None | None | None | 0.00046 | 0.00046 | 4.26 | 22% | 16.5% | 22% | 16.5% | 17.74 | 17.74 | 5.96 | 10.25 | 0.62 | 0.7 |  | 14 | 80 | 80 | 66 | EF 95 | EF 60 | EF 60 | EF 74 | None | None | None | None | 0.000391 | 0.000322 | 8 | 10% | 7.5% | 5% | 3.75% | 38 | 44 | 19 | 13 | 0.3 | 0.25 |  | 15 | 92 | 95 | 70 | EF 200 | EF 67 | EF 70 | EF 82 | Wrap 5 ft | Valve | Valve & LF | Valve & TS
No AC | Wall Furnace | Crawlspace | 16 | 12 | 2 | 93-01 | 2730 | 0.2 | 0.00046 | 0.00046 | 4.26 | 22% | 14.3% | 22% | 14.3% | 17.74 | 17.74 | 5.96 | 10.25 | 0.62 | 0.7 |  | 11.4 | 80 | 80 | 62 | EF 86 | EF 59 | EF 59 | EF 52 | None | None | None | None | 0.00046 | 0.00046 | 4.26 | 22% | 14.3% | 22% | 14.3% | 17.74 | 17.74 | 5.96 | 10.25 | 0.62 | 0.7 |  | 14 | 80 | 80 | 66 | EF 95 | EF 60 | EF 60 | EF 74 | None | None | None | None | 0.000391 | 0.000322 | 8 | 10% | 6.5% | 5% | 3.25% | 38 | 44 | 19 | 13 | 0.3 | 0.25 |  | 15 | 92 | 95 | 70 | EF 200 | EF 67 | EF 70 | EF 82 | Wrap 5 ft | Valve | Valve & LF | Valve & TS
AC | Wall Furnace | Crawlspace | 16 | 12 | 1 | 93-01 | 1910 | 0.2 | 0.00046 | 0.00046 | 4.26 | 22% | 16.5% | 22% | 16.5% | 17.74 | 17.74 | 5.96 | 10.25 | 0.62 | 0.7 |  | 11.4 | 80 | 80 | 62 | EF 86 | EF 59 | EF 59 | EF 52 | None | None | None | None | 0.00046 | 0.00046 | 4.26 | 22% | 16.5% | 22% | 16.5% | 17.74 | 17.74 | 5.96 | 10.25 | 0.62 | 0.7 |  | 14 | 80 | 80 | 66 | EF 95 | EF 60 | EF 60 | EF 74 | None | None | None | None | 0.000391 | 0.000322 | 8 | 10% | 7.5% | 5% | 3.75% | 38 | 44 | 19 | 13 | 0.3 | 0.25 |  | 15 | 92 | 95 | 70 | EF 200 | EF 67 | EF 70 | EF 82 | Wrap 5 ft | Valve | Valve & LF | Valve & TS
AC | Wall Furnace | Crawlspace | 16 | 12 | 2 | 93-01 | 2730 | 0.2 | 0.00046 | 0.00046 | 4.26 | 22% | 14.3% | 22% | 14.3% | 17.74 | 17.74 | 5.96 | 10.25 | 0.62 | 0.7 |  | 11.4 | 80 | 80 | 62 | EF 86 | EF 59 | EF 59 | EF 52 | None | None | None | None | 0.00046 | 0.00046 | 4.26 | 22% | 14.3% | 22% | 14.3% | 17.74 | 17.74 | 5.96 | 10.25 | 0.62 | 0.7 |  | 14 | 80 | 80 | 66 | EF 95 | EF 60 | EF 60 | EF 74 | None | None | None | None | 0.000391 | 0.000322 | 8 | 10% | 6.5% | 5% | 3.25% | 38 | 44 | 19 | 13 | 0.3 | 0.25 |  | 15 | 92 | 95 | 70 | EF 200 | EF 67 | EF 70 | EF 82 | Wrap 5 ft | Valve | Valve & LF | Valve & TS
No AC | Furnace | Slab-on-grade | 11 | 13 | 1 | pre78 | 1600 | 0.14016 | 0.00071 | 0.00071 | 3.32 | 33% | 24.75% | 33% | 24.75% | 15.41 | 15.41 | 1.34 | 3.1 | 1.23 | 0.87 |  | 11.4 | 80 | 80 | 62 | EF 86 | EF 59 | EF 59 | EF 52 | None | None | None | None | 0.00071 | 0.00071 | 3.32 | 33% | 24.75% | 33% | 24.75% | 15.41 | 15.41 | 1.34 | 3.1 | 1.23 | 0.87 |  | 14 | 80 | 80 | 66 | EF 95 | EF 60 | EF 60 | EF 74 | None | None | None | None | 0.0006035 | 0.000497 | 8 | 10% | 7.5% | 5% | 3.75% | 38 | 44 | 19 | 13 | 0.3 | 0.25 |  | 15 | 92 | 95 | 70 | EF 200 | EF 67 | EF 70 | EF 82 | Wrap 5 ft | Valve | Valve & LF | Valve & TS
No AC | Furnace | Slab-on-grade | 11 | 13 | 2 | pre78 | 1990 | 0.14016 | 0.00071 | 0.00071 | 3.32 | 33% | 21.45% | 33% | 21.45% | 15.41 | 15.41 | 1.34 | 3.1 | 1.23 | 0.87 |  | 11.4 | 80 | 80 | 62 | EF 86 | EF 59 | EF 59 | EF 52 | None | None | None | None | 0.00071 | 0.00071 | 3.32 | 33% | 21.45% | 33% | 21.45% | 15.41 | 15.41 | 1.34 | 3.1 | 1.23 | 0.87 |  | 14 | 80 | 80 | 66 | EF 95 | EF 60 | EF 60 | EF 74 | None | None | None | None | 0.0006035 | 0.000497 | 8 | 10% | 6.5% | 5% | 3.25% | 38 | 44 | 19 | 13 | 0.3 | 0.25 |  | 15 | 92 | 95 | 70 | EF 200 | EF 67 | EF 70 | EF 82 | Wrap 5 ft | Valve | Valve & LF | Valve & TS
AC | Furnace | Slab-on-grade | 11 | 13 | 1 | pre78 | 1600 | 0.14016 | 0.00071 | 0.00071 | 3.32 | 33% | 24.75% | 33% | 24.75% | 15.41 | 15.41 | 1.34 | 3.1 | 1.23 | 0.87 |  | 11.4 | 80 | 80 | 62 | EF 86 | EF 59 | EF 59 | EF 52 | None | None | None | None | 0.00071 | 0.00071 | 3.32 | 33% | 24.75% | 33% | 24.75% | 15.41 | 15.41 | 1.34 | 3.1 | 1.23 | 0.87 |  | 14 | 80 | 80 | 66 | EF 95 | EF 60 | EF 60 | EF 74 | None | None | None | None | 0.0006035 | 0.000497 | 8 | 10% | 7.5% | 5% | 3.75% | 38 | 44 | 19 | 13 | 0.3 | 0.25 |  | 15 | 92 | 95 | 70 | EF 200 | EF 67 | EF 70 | EF 82 | Wrap 5 ft | Valve | Valve & LF | Valve & TS
AC | Furnace | Slab-on-grade | 11 | 13 | 2 | pre78 | 1990 | 0.14016 | 0.00071 | 0.00071 | 3.32 | 33% | 21.45% | 33% | 21.45% | 15.41 | 15.41 | 1.34 | 3.1 | 1.23 | 0.87 |  | 11.4 | 80 | 80 | 62 | EF 86 | EF 59 | EF 59 | EF 52 | None | None | None | None | 0.00071 | 0.00071 | 3.32 | 33% | 21.45% | 33% | 21.45% | 15.41 | 15.41 | 1.34 | 3.1 | 1.23 | 0.87 |  | 14 | 80 | 80 | 66 | EF 95 | EF 60 | EF 60 | EF 74 | None | None | None | None | 0.0006035 | 0.000497 | 8 | 10% | 6.5% | 5% | 3.25% | 38 | 44 | 19 | 13 | 0.3 | 0.25 |  | 15 | 92 | 95 | 70 | EF 200 | EF 67 | EF 70 | EF 82 | Wrap 5 ft | Valve | Valve & LF | Valve & TS
No AC | Furnace | Crawlspace | 11 | 13 | 1 | pre78 | 1600 | 0.14016 | 0.00071 | 0.00071 | 3.32 | 33% | 24.75% | 33% | 24.75% | 15.41 | 15.41 | 1.34 | 3.1 | 1.23 | 0.87 |  | 11.4 | 80 | 80 | 62 | EF 86 | EF 59 | EF 59 | EF 52 | None | None | None | None | 0.00071 | 0.00071 | 3.32 | 33% | 24.75% | 33% | 24.75% | 15.41 | 15.41 | 1.34 | 3.1 | 1.23 | 0.87 |  | 14 | 80 | 80 | 66 | EF 95 | EF 60 | EF 60 | EF 74 | None | None | None | None | 0.0006035 | 0.000497 | 8 | 10% | 7.5% | 5% | 3.75% | 38 | 44 | 19 | 13 | 0.3 | 0.25 |  | 15 | 92 | 95 | 70 | EF 200 | EF 67 | EF 70 | EF 82 | Wrap 5 ft | Valve | Valve & LF | Valve & TS
No AC | Furnace | Crawlspace | 11 | 13 | 2 | pre78 | 1990 | 0.14016 | 0.00071 | 0.00071 | 3.32 | 33% | 21.45% | 33% | 21.45% | 15.41 | 15.41 | 1.34 | 3.1 | 1.23 | 0.87 |  | 11.4 | 80 | 80 | 62 | EF 86 | EF 59 | EF 59 | EF 52 | None | None | None | None | 0.00071 | 0.00071 | 3.32 | 33% | 21.45% | 33% | 21.45% | 15.41 | 15.41 | 1.34 | 3.1 | 1.23 | 0.87 |  | 14 | 80 | 80 | 66 | EF 95 | EF 60 | EF 60 | EF 74 | None | None | None | None | 0.0006035 | 0.000497 | 8 | 10% | 6.5% | 5% | 3.25% | 38 | 44 | 19 | 13 | 0.3 | 0.25 |  | 15 | 92 | 95 | 70 | EF 200 | EF 67 | EF 70 | EF 82 | Wrap 5 ft | Valve | Valve & LF | Valve & TS
AC | Furnace | Crawlspace | 11 | 13 | 1 | pre78 | 1600 | 0.14016 | 0.00071 | 0.00071 | 3.32 | 33% | 24.75% | 33% | 24.75% | 15.41 | 15.41 | 1.34 | 3.1 | 1.23 | 0.87 |  | 11.4 | 80 | 80 | 62 | EF 86 | EF 59 | EF 59 | EF 52 | None | None | None | None | 0.00071 | 0.00071 | 3.32 | 33% | 24.75% | 33% | 24.75% | 15.41 | 15.41 | 1.34 | 3.1 | 1.23 | 0.87 |  | 14 | 80 | 80 | 66 | EF 95 | EF 60 | EF 60 | EF 74 | None | None | None | None | 0.0006035 | 0.000497 | 8 | 10% | 7.5% | 5% | 3.75% | 38 | 44 | 19 | 13 | 0.3 | 0.25 |  | 15 | 92 | 95 | 70 | EF 200 | EF 67 | EF 70 | EF 82 | Wrap 5 ft | Valve | Valve & LF | Valve & TS
AC | Furnace | Crawlspace | 11 | 13 | 2 | pre78 | 1990 | 0.14016 | 0.00071 | 0.00071 | 3.32 | 33% | 21.45% | 33% | 21.45% | 15.41 | 15.41 | 1.34 | 3.1 | 1.23 | 0.87 |  | 11.4 | 80 | 80 | 62 | EF 86 | EF 59 | EF 59 | EF 52 | None | None | None | None | 0.00071 | 0.00071 | 3.32 | 33% | 21.45% | 33% | 21.45% | 15.41 | 15.41 | 1.34 | 3.1 | 1.23 | 0.87 |  | 14 | 80 | 80 | 66 | EF 95 | EF 60 | EF 60 | EF 74 | None | None | None | None | 0.0006035 | 0.000497 | 8 | 10% | 6.5% | 5% | 3.25% | 38 | 44 | 19 | 13 | 0.3 | 0.25 |  | 15 | 92 | 95 | 70 | EF 200 | EF 67 | EF 70 | EF 82 | Wrap 5 ft | Valve | Valve & LF | Valve & TS
No AC | Furnace | Slab-on-grade | 11 | 13 | 1 | 78-92 | 1810 | 0.11502 | 0.00052 | 0.00052 | 3.67 | 26% | 19.5% | 26% | 19.5% | 18.17 | 18.17 | 5.96 | 10.25 | 1.14 | 0.87 |  | 11.4 | 80 | 80 | 62 | EF 86 | EF 59 | EF 59 | EF 52 | None | None | None | None | 0.00052 | 0.00052 | 3.67 | 26% | 19.5% | 26% | 19.5% | 18.17 | 18.17 | 5.96 | 10.25 | 1.14 | 0.87 |  | 14 | 80 | 80 | 66 | EF 95 | EF 60 | EF 60 | EF 74 | None | None | None | None | 0.000442 | 0.000364 | 8 | 10% | 7.5% | 5% | 3.75% | 38 | 44 | 19 | 13 | 0.3 | 0.25 |  | 15 | 92 | 95 | 70 | EF 200 | EF 67 | EF 70 | EF 82 | Wrap 5 ft | Valve | Valve & LF | Valve & TS
No AC | Furnace | Slab-on-grade | 11 | 13 | 2 | 78-92 | 2400 | 0.11502 | 0.00052 | 0.00052 | 3.67 | 26% | 16.9% | 26% | 16.9% | 18.17 | 18.17 | 5.96 | 10.25 | 1.14 | 0.87 |  | 11.4 | 80 | 80 | 62 | EF 86 | EF 59 | EF 59 | EF 52 | None | None | None | None | 0.00052 | 0.00052 | 3.67 | 26% | 16.9% | 26% | 16.9% | 18.17 | 18.17 | 5.96 | 10.25 | 1.14 | 0.87 |  | 14 | 80 | 80 | 66 | EF 95 | EF 60 | EF 60 | EF 74 | None | None | None | None | 0.000442 | 0.000364 | 8 | 10% | 6.5% | 5% | 3.25% | 38 | 44 | 19 | 13 | 0.3 | 0.25 |  | 15 | 92 | 95 | 70 | EF 200 | EF 67 | EF 70 | EF 82 | Wrap 5 ft | Valve | Valve & LF | Valve & TS
AC | Furnace | Slab-on-grade | 11 | 13 | 1 | 78-92 | 1810 | 0.11502 | 0.00052 | 0.00052 | 3.67 | 26% | 19.5% | 26% | 19.5% | 18.17 | 18.17 | 5.96 | 10.25 | 1.14 | 0.87 |  | 11.4 | 80 | 80 | 62 | EF 86 | EF 59 | EF 59 | EF 52 | None | None | None | None | 0.00052 | 0.00052 | 3.67 | 26% | 19.5% | 26% | 19.5% | 18.17 | 18.17 | 5.96 | 10.25 | 1.14 | 0.87 |  | 14 | 80 | 80 | 66 | EF 95 | EF 60 | EF 60 | EF 74 | None | None | None | None | 0.000442 | 0.000364 | 8 | 10% | 7.5% | 5% | 3.75% | 38 | 44 | 19 | 13 | 0.3 | 0.25 |  | 15 | 92 | 95 | 70 | EF 200 | EF 67 | EF 70 | EF 82 | Wrap 5 ft | Valve | Valve & LF | Valve & TS
AC | Furnace | Slab-on-grade | 11 | 13 | 2 | 78-92 | 2400 | 0.11502 | 0.00052 | 0.00052 | 3.67 | 26% | 16.9% | 26% | 16.9% | 18.17 | 18.17 | 5.96 | 10.25 | 1.14 | 0.87 |  | 11.4 | 80 | 80 | 62 | EF 86 | EF 59 | EF 59 | EF 52 | None | None | None | None | 0.00052 | 0.00052 | 3.67 | 26% | 16.9% | 26% | 16.9% | 18.17 | 18.17 | 5.96 | 10.25 | 1.14 | 0.87 |  | 14 | 80 | 80 | 66 | EF 95 | EF 60 | EF 60 | EF 74 | None | None | None | None | 0.000442 | 0.000364 | 8 | 10% | 6.5% | 5% | 3.25% | 38 | 44 | 19 | 13 | 0.3 | 0.25 |  | 15 | 92 | 95 | 70 | EF 200 | EF 67 | EF 70 | EF 82 | Wrap 5 ft | Valve | Valve & LF | Valve & TS
No AC | Furnace | Crawlspace | 11 | 13 | 1 | 78-92 | 1810 | 0.11502 | 0.00052 | 0.00052 | 3.67 | 26% | 19.5% | 26% | 19.5% | 18.17 | 18.17 | 5.96 | 10.25 | 1.14 | 0.87 |  | 11.4 | 80 | 80 | 62 | EF 86 | EF 59 | EF 59 | EF 52 | None | None | None | None | 0.00052 | 0.00052 | 3.67 | 26% | 19.5% | 26% | 19.5% | 18.17 | 18.17 | 5.96 | 10.25 | 1.14 | 0.87 |  | 14 | 80 | 80 | 66 | EF 95 | EF 60 | EF 60 | EF 74 | None | None | None | None | 0.000442 | 0.000364 | 8 | 10% | 7.5% | 5% | 3.75% | 38 | 44 | 19 | 13 | 0.3 | 0.25 |  | 15 | 92 | 95 | 70 | EF 200 | EF 67 | EF 70 | EF 82 | Wrap 5 ft | Valve | Valve & LF | Valve & TS
No AC | Furnace | Crawlspace | 11 | 13 | 2 | 78-92 | 2400 | 0.11502 | 0.00052 | 0.00052 | 3.67 | 26% | 16.9% | 26% | 16.9% | 18.17 | 18.17 | 5.96 | 10.25 | 1.14 | 0.87 |  | 11.4 | 80 | 80 | 62 | EF 86 | EF 59 | EF 59 | EF 52 | None | None | None | None | 0.00052 | 0.00052 | 3.67 | 26% | 16.9% | 26% | 16.9% | 18.17 | 18.17 | 5.96 | 10.25 | 1.14 | 0.87 |  | 14 | 80 | 80 | 66 | EF 95 | EF 60 | EF 60 | EF 74 | None | None | None | None | 0.000442 | 0.000364 | 8 | 10% | 6.5% | 5% | 3.25% | 38 | 44 | 19 | 13 | 0.3 | 0.25 |  | 15 | 92 | 95 | 70 | EF 200 | EF 67 | EF 70 | EF 82 | Wrap 5 ft | Valve | Valve & LF | Valve & TS
AC | Furnace | Crawlspace | 11 | 13 | 1 | 78-92 | 1810 | 0.11502 | 0.00052 | 0.00052 | 3.67 | 26% | 19.5% | 26% | 19.5% | 18.17 | 18.17 | 5.96 | 10.25 | 1.14 | 0.87 |  | 11.4 | 80 | 80 | 62 | EF 86 | EF 59 | EF 59 | EF 52 | None | None | None | None | 0.00052 | 0.00052 | 3.67 | 26% | 19.5% | 26% | 19.5% | 18.17 | 18.17 | 5.96 | 10.25 | 1.14 | 0.87 |  | 14 | 80 | 80 | 66 | EF 95 | EF 60 | EF 60 | EF 74 | None | None | None | None | 0.000442 | 0.000364 | 8 | 10% | 7.5% | 5% | 3.75% | 38 | 44 | 19 | 13 | 0.3 | 0.25 |  | 15 | 92 | 95 | 70 | EF 200 | EF 67 | EF 70 | EF 82 | Wrap 5 ft | Valve | Valve & LF | Valve & TS
AC | Furnace | Crawlspace | 11 | 13 | 2 | 78-92 | 2400 | 0.11502 | 0.00052 | 0.00052 | 3.67 | 26% | 16.9% | 26% | 16.9% | 18.17 | 18.17 | 5.96 | 10.25 | 1.14 | 0.87 |  | 11.4 | 80 | 80 | 62 | EF 86 | EF 59 | EF 59 | EF 52 | None | None | None | None | 0.00052 | 0.00052 | 3.67 | 26% | 16.9% | 26% | 16.9% | 18.17 | 18.17 | 5.96 | 10.25 | 1.14 | 0.87 |  | 14 | 80 | 80 | 66 | EF 95 | EF 60 | EF 60 | EF 74 | None | None | None | None | 0.000442 | 0.000364 | 8 | 10% | 6.5% | 5% | 3.25% | 38 | 44 | 19 | 13 | 0.3 | 0.25 |  | 15 | 92 | 95 | 70 | EF 200 | EF 67 | EF 70 | EF 82 | Wrap 5 ft | Valve | Valve & LF | Valve & TS
No AC | Furnace | Slab-on-grade | 11 | 13 | 1 | 93-01 | 1910 | 0.2 | 0.00046 | 0.00046 | 4.26 | 22% | 16.5% | 22% | 16.5% | 22.91 | 22.91 | 5.96 | 10.25 | 0.57 | 0.55 |  | 11.4 | 80 | 80 | 62 | EF 86 | EF 59 | EF 59 | EF 52 | None | None | None | None | 0.00046 | 0.00046 | 4.26 | 22% | 16.5% | 22% | 16.5% | 22.91 | 22.91 | 5.96 | 10.25 | 0.57 | 0.55 |  | 14 | 80 | 80 | 66 | EF 95 | EF 60 | EF 60 | EF 74 | None | None | None | None | 0.000391 | 0.000322 | 8 | 10% | 7.5% | 5% | 3.75% | 38 | 44 | 19 | 13 | 0.3 | 0.25 |  | 15 | 92 | 95 | 70 | EF 200 | EF 67 | EF 70 | EF 82 | Wrap 5 ft | Valve | Valve & LF | Valve & TS
No AC | Furnace | Slab-on-grade | 11 | 13 | 2 | 93-01 | 2730 | 0.2 | 0.00046 | 0.00046 | 4.26 | 22% | 14.3% | 22% | 14.3% | 22.91 | 22.91 | 5.96 | 10.25 | 0.57 | 0.55 |  | 11.4 | 80 | 80 | 62 | EF 86 | EF 59 | EF 59 | EF 52 | None | None | None | None | 0.00046 | 0.00046 | 4.26 | 22% | 14.3% | 22% | 14.3% | 22.91 | 22.91 | 5.96 | 10.25 | 0.57 | 0.55 |  | 14 | 80 | 80 | 66 | EF 95 | EF 60 | EF 60 | EF 74 | None | None | None | None | 0.000391 | 0.000322 | 8 | 10% | 6.5% | 5% | 3.25% | 38 | 44 | 19 | 13 | 0.3 | 0.25 |  | 15 | 92 | 95 | 70 | EF 200 | EF 67 | EF 70 | EF 82 | Wrap 5 ft | Valve | Valve & LF | Valve & TS
AC | Furnace | Slab-on-grade | 11 | 13 | 1 | 93-01 | 1910 | 0.2 | 0.00046 | 0.00046 | 4.26 | 22% | 16.5% | 22% | 16.5% | 22.91 | 22.91 | 5.96 | 10.25 | 0.57 | 0.55 |  | 11.4 | 80 | 80 | 62 | EF 86 | EF 59 | EF 59 | EF 52 | None | None | None | None | 0.00046 | 0.00046 | 4.26 | 22% | 16.5% | 22% | 16.5% | 22.91 | 22.91 | 5.96 | 10.25 | 0.57 | 0.55 |  | 14 | 80 | 80 | 66 | EF 95 | EF 60 | EF 60 | EF 74 | None | None | None | None | 0.000391 | 0.000322 | 8 | 10% | 7.5% | 5% | 3.75% | 38 | 44 | 19 | 13 | 0.3 | 0.25 |  | 15 | 92 | 95 | 70 | EF 200 | EF 67 | EF 70 | EF 82 | Wrap 5 ft | Valve | Valve & LF | Valve & TS
AC | Furnace | Slab-on-grade | 11 | 13 | 2 | 93-01 | 2730 | 0.2 | 0.00046 | 0.00046 | 4.26 | 22% | 14.3% | 22% | 14.3% | 22.91 | 22.91 | 5.96 | 10.25 | 0.57 | 0.55 |  | 11.4 | 80 | 80 | 62 | EF 86 | EF 59 | EF 59 | EF 52 | None | None | None | None | 0.00046 | 0.00046 | 4.26 | 22% | 14.3% | 22% | 14.3% | 22.91 | 22.91 | 5.96 | 10.25 | 0.57 | 0.55 |  | 14 | 80 | 80 | 66 | EF 95 | EF 60 | EF 60 | EF 74 | None | None | None | None | 0.000391 | 0.000322 | 8 | 10% | 6.5% | 5% | 3.25% | 38 | 44 | 19 | 13 | 0.3 | 0.25 |  | 15 | 92 | 95 | 70 | EF 200 | EF 67 | EF 70 | EF 82 | Wrap 5 ft | Valve | Valve & LF | Valve & TS
No AC | Furnace | Crawlspace | 11 | 13 | 1 | 93-01 | 1910 | 0.2 | 0.00046 | 0.00046 | 4.26 | 22% | 16.5% | 22% | 16.5% | 22.91 | 22.91 | 5.96 | 10.25 | 0.57 | 0.55 |  | 11.4 | 80 | 80 | 62 | EF 86 | EF 59 | EF 59 | EF 52 | None | None | None | None | 0.00046 | 0.00046 | 4.26 | 22% | 16.5% | 22% | 16.5% | 22.91 | 22.91 | 5.96 | 10.25 | 0.57 | 0.55 |  | 14 | 80 | 80 | 66 | EF 95 | EF 60 | EF 60 | EF 74 | None | None | None | None | 0.000391 | 0.000322 | 8 | 10% | 7.5% | 5% | 3.75% | 38 | 44 | 19 | 13 | 0.3 | 0.25 |  | 15 | 92 | 95 | 70 | EF 200 | EF 67 | EF 70 | EF 82 | Wrap 5 ft | Valve | Valve & LF | Valve & TS
No AC | Furnace | Crawlspace | 11 | 13 | 2 | 93-01 | 2730 | 0.2 | 0.00046 | 0.00046 | 4.26 | 22% | 14.3% | 22% | 14.3% | 22.91 | 22.91 | 5.96 | 10.25 | 0.57 | 0.55 |  | 11.4 | 80 | 80 | 62 | EF 86 | EF 59 | EF 59 | EF 52 | None | None | None | None | 0.00046 | 0.00046 | 4.26 | 22% | 14.3% | 22% | 14.3% | 22.91 | 22.91 | 5.96 | 10.25 | 0.57 | 0.55 |  | 14 | 80 | 80 | 66 | EF 95 | EF 60 | EF 60 | EF 74 | None | None | None | None | 0.000391 | 0.000322 | 8 | 10% | 6.5% | 5% | 3.25% | 38 | 44 | 19 | 13 | 0.3 | 0.25 |  | 15 | 92 | 95 | 70 | EF 200 | EF 67 | EF 70 | EF 82 | Wrap 5 ft | Valve | Valve & LF | Valve & TS
AC | Furnace | Crawlspace | 11 | 13 | 1 | 93-01 | 1910 | 0.2 | 0.00046 | 0.00046 | 4.26 | 22% | 16.5% | 22% | 16.5% | 22.91 | 22.91 | 5.96 | 10.25 | 0.57 | 0.55 |  | 11.4 | 80 | 80 | 62 | EF 86 | EF 59 | EF 59 | EF 52 | None | None | None | None | 0.00046 | 0.00046 | 4.26 | 22% | 16.5% | 22% | 16.5% | 22.91 | 22.91 | 5.96 | 10.25 | 0.57 | 0.55 |  | 14 | 80 | 80 | 66 | EF 95 | EF 60 | EF 60 | EF 74 | None | None | None | None | 0.000391 | 0.000322 | 8 | 10% | 7.5% | 5% | 3.75% | 38 | 44 | 19 | 13 | 0.3 | 0.25 |  | 15 | 92 | 95 | 70 | EF 200 | EF 67 | EF 70 | EF 82 | Wrap 5 ft | Valve | Valve & LF | Valve & TS
AC | Furnace | Crawlspace | 11 | 13 | 2 | 93-01 | 2730 | 0.2 | 0.00046 | 0.00046 | 4.26 | 22% | 14.3% | 22% | 14.3% | 22.91 | 22.91 | 5.96 | 10.25 | 0.57 | 0.55 |  | 11.4 | 80 | 80 | 62 | EF 86 | EF 59 | EF 59 | EF 52 | None | None | None | None | 0.00046 | 0.00046 | 4.26 | 22% | 14.3% | 22% | 14.3% | 22.91 | 22.91 | 5.96 | 10.25 | 0.57 | 0.55 |  | 14 | 80 | 80 | 66 | EF 95 | EF 60 | EF 60 | EF 74 | None | None | None | None | 0.000391 | 0.000322 | 8 | 10% | 6.5% | 5% | 3.25% | 38 | 44 | 19 | 13 | 0.3 | 0.25 |  | 15 | 92 | 95 | 70 | EF 200 | EF 67 | EF 70 | EF 82 | Wrap 5 ft | Valve | Valve & LF | Valve & TS
No AC | Wall Furnace | Slab-on-grade | 11 | 13 | 1 | pre78 | 1600 | 0.14016 | 0.00071 | 0.00071 | 3.32 | 33% | 24.75% | 33% | 24.75% | 15.41 | 15.41 | 1.34 | 3.1 | 1.23 | 0.87 |  | 11.4 | 80 | 80 | 62 | EF 86 | EF 59 | EF 59 | EF 52 | None | None | None | None | 0.00071 | 0.00071 | 3.32 | 33% | 24.75% | 33% | 24.75% | 15.41 | 15.41 | 1.34 | 3.1 | 1.23 | 0.87 |  | 14 | 80 | 80 | 66 | EF 95 | EF 60 | EF 60 | EF 74 | None | None | None | None | 0.0006035 | 0.000497 | 8 | 10% | 7.5% | 5% | 3.75% | 38 | 44 | 19 | 13 | 0.3 | 0.25 |  | 15 | 92 | 95 | 70 | EF 200 | EF 67 | EF 70 | EF 82 | Wrap 5 ft | Valve | Valve & LF | Valve & TS
No AC | Wall Furnace | Slab-on-grade | 11 | 13 | 2 | pre78 | 1990 | 0.14016 | 0.00071 | 0.00071 | 3.32 | 33% | 21.45% | 33% | 21.45% | 15.41 | 15.41 | 1.34 | 3.1 | 1.23 | 0.87 |  | 11.4 | 80 | 80 | 62 | EF 86 | EF 59 | EF 59 | EF 52 | None | None | None | None | 0.00071 | 0.00071 | 3.32 | 33% | 21.45% | 33% | 21.45% | 15.41 | 15.41 | 1.34 | 3.1 | 1.23 | 0.87 |  | 14 | 80 | 80 | 66 | EF 95 | EF 60 | EF 60 | EF 74 | None | None | None | None | 0.0006035 | 0.000497 | 8 | 10% | 6.5% | 5% | 3.25% | 38 | 44 | 19 | 13 | 0.3 | 0.25 |  | 15 | 92 | 95 | 70 | EF 200 | EF 67 | EF 70 | EF 82 | Wrap 5 ft | Valve | Valve & LF | Valve & TS
AC | Wall Furnace | Slab-on-grade | 11 | 13 | 1 | pre78 | 1600 | 0.14016 | 0.00071 | 0.00071 | 3.32 | 33% | 24.75% | 33% | 24.75% | 15.41 | 15.41 | 1.34 | 3.1 | 1.23 | 0.87 |  | 11.4 | 80 | 80 | 62 | EF 86 | EF 59 | EF 59 | EF 52 | None | None | None | None | 0.00071 | 0.00071 | 3.32 | 33% | 24.75% | 33% | 24.75% | 15.41 | 15.41 | 1.34 | 3.1 | 1.23 | 0.87 |  | 14 | 80 | 80 | 66 | EF 95 | EF 60 | EF 60 | EF 74 | None | None | None | None | 0.0006035 | 0.000497 | 8 | 10% | 7.5% | 5% | 3.75% | 38 | 44 | 19 | 13 | 0.3 | 0.25 |  | 15 | 92 | 95 | 70 | EF 200 | EF 67 | EF 70 | EF 82 | Wrap 5 ft | Valve | Valve & LF | Valve & TS
AC | Wall Furnace | Slab-on-grade | 11 | 13 | 2 | pre78 | 1990 | 0.14016 | 0.00071 | 0.00071 | 3.32 | 33% | 21.45% | 33% | 21.45% | 15.41 | 15.41 | 1.34 | 3.1 | 1.23 | 0.87 |  | 11.4 | 80 | 80 | 62 | EF 86 | EF 59 | EF 59 | EF 52 | None | None | None | None | 0.00071 | 0.00071 | 3.32 | 33% | 21.45% | 33% | 21.45% | 15.41 | 15.41 | 1.34 | 3.1 | 1.23 | 0.87 |  | 14 | 80 | 80 | 66 | EF 95 | EF 60 | EF 60 | EF 74 | None | None | None | None | 0.0006035 | 0.000497 | 8 | 10% | 6.5% | 5% | 3.25% | 38 | 44 | 19 | 13 | 0.3 | 0.25 |  | 15 | 92 | 95 | 70 | EF 200 | EF 67 | EF 70 | EF 82 | Wrap 5 ft | Valve | Valve & LF | Valve & TS
No AC | Wall Furnace | Crawlspace | 11 | 13 | 1 | pre78 | 1600 | 0.14016 | 0.00071 | 0.00071 | 3.32 | 33% | 24.75% | 33% | 24.75% | 15.41 | 15.41 | 1.34 | 3.1 | 1.23 | 0.87 |  | 11.4 | 80 | 80 | 62 | EF 86 | EF 59 | EF 59 | EF 52 | None | None | None | None | 0.00071 | 0.00071 | 3.32 | 33% | 24.75% | 33% | 24.75% | 15.41 | 15.41 | 1.34 | 3.1 | 1.23 | 0.87 |  | 14 | 80 | 80 | 66 | EF 95 | EF 60 | EF 60 | EF 74 | None | None | None | None | 0.0006035 | 0.000497 | 8 | 10% | 7.5% | 5% | 3.75% | 38 | 44 | 19 | 13 | 0.3 | 0.25 |  | 15 | 92 | 95 | 70 | EF 200 | EF 67 | EF 70 | EF 82 | Wrap 5 ft | Valve | Valve & LF | Valve & TS
No AC | Wall Furnace | Crawlspace | 11 | 13 | 2 | pre78 | 1990 | 0.14016 | 0.00071 | 0.00071 | 3.32 | 33% | 21.45% | 33% | 21.45% | 15.41 | 15.41 | 1.34 | 3.1 | 1.23 | 0.87 |  | 11.4 | 80 | 80 | 62 | EF 86 | EF 59 | EF 59 | EF 52 | None | None | None | None | 0.00071 | 0.00071 | 3.32 | 33% | 21.45% | 33% | 21.45% | 15.41 | 15.41 | 1.34 | 3.1 | 1.23 | 0.87 |  | 14 | 80 | 80 | 66 | EF 95 | EF 60 | EF 60 | EF 74 | None | None | None | None | 0.0006035 | 0.000497 | 8 | 10% | 6.5% | 5% | 3.25% | 38 | 44 | 19 | 13 | 0.3 | 0.25 |  | 15 | 92 | 95 | 70 | EF 200 | EF 67 | EF 70 | EF 82 | Wrap 5 ft | Valve | Valve & LF | Valve & TS
AC | Wall Furnace | Crawlspace | 11 | 13 | 1 | pre78 | 1600 | 0.14016 | 0.00071 | 0.00071 | 3.32 | 33% | 24.75% | 33% | 24.75% | 15.41 | 15.41 | 1.34 | 3.1 | 1.23 | 0.87 |  | 11.4 | 80 | 80 | 62 | EF 86 | EF 59 | EF 59 | EF 52 | None | None | None | None | 0.00071 | 0.00071 | 3.32 | 33% | 24.75% | 33% | 24.75% | 15.41 | 15.41 | 1.34 | 3.1 | 1.23 | 0.87 |  | 14 | 80 | 80 | 66 | EF 95 | EF 60 | EF 60 | EF 74 | None | None | None | None | 0.0006035 | 0.000497 | 8 | 10% | 7.5% | 5% | 3.75% | 38 | 44 | 19 | 13 | 0.3 | 0.25 |  | 15 | 92 | 95 | 70 | EF 200 | EF 67 | EF 70 | EF 82 | Wrap 5 ft | Valve | Valve & LF | Valve & TS
AC | Wall Furnace | Crawlspace | 11 | 13 | 2 | pre78 | 1990 | 0.14016 | 0.00071 | 0.00071 | 3.32 | 33% | 21.45% | 33% | 21.45% | 15.41 | 15.41 | 1.34 | 3.1 | 1.23 | 0.87 |  | 11.4 | 80 | 80 | 62 | EF 86 | EF 59 | EF 59 | EF 52 | None | None | None | None | 0.00071 | 0.00071 | 3.32 | 33% | 21.45% | 33% | 21.45% | 15.41 | 15.41 | 1.34 | 3.1 | 1.23 | 0.87 |  | 14 | 80 | 80 | 66 | EF 95 | EF 60 | EF 60 | EF 74 | None | None | None | None | 0.0006035 | 0.000497 | 8 | 10% | 6.5% | 5% | 3.25% | 38 | 44 | 19 | 13 | 0.3 | 0.25 |  | 15 | 92 | 95 | 70 | EF 200 | EF 67 | EF 70 | EF 82 | Wrap 5 ft | Valve | Valve & LF | Valve & TS
No AC | Wall Furnace | Slab-on-grade | 11 | 13 | 1 | 78-92 | 1810 | 0.11502 | 0.00052 | 0.00052 | 3.67 | 26% | 19.5% | 26% | 19.5% | 18.17 | 18.17 | 5.96 | 10.25 | 1.14 | 0.87 |  | 11.4 | 80 | 80 | 62 | EF 86 | EF 59 | EF 59 | EF 52 | None | None | None | None | 0.00052 | 0.00052 | 3.67 | 26% | 19.5% | 26% | 19.5% | 18.17 | 18.17 | 5.96 | 10.25 | 1.14 | 0.87 |  | 14 | 80 | 80 | 66 | EF 95 | EF 60 | EF 60 | EF 74 | None | None | None | None | 0.000442 | 0.000364 | 8 | 10% | 7.5% | 5% | 3.75% | 38 | 44 | 19 | 13 | 0.3 | 0.25 |  | 15 | 92 | 95 | 70 | EF 200 | EF 67 | EF 70 | EF 82 | Wrap 5 ft | Valve | Valve & LF | Valve & TS
No AC | Wall Furnace | Slab-on-grade | 11 | 13 | 2 | 78-92 | 2400 | 0.11502 | 0.00052 | 0.00052 | 3.67 | 26% | 16.9% | 26% | 16.9% | 18.17 | 18.17 | 5.96 | 10.25 | 1.14 | 0.87 |  | 11.4 | 80 | 80 | 62 | EF 86 | EF 59 | EF 59 | EF 52 | None | None | None | None | 0.00052 | 0.00052 | 3.67 | 26% | 16.9% | 26% | 16.9% | 18.17 | 18.17 | 5.96 | 10.25 | 1.14 | 0.87 |  | 14 | 80 | 80 | 66 | EF 95 | EF 60 | EF 60 | EF 74 | None | None | None | None | 0.000442 | 0.000364 | 8 | 10% | 6.5% | 5% | 3.25% | 38 | 44 | 19 | 13 | 0.3 | 0.25 |  | 15 | 92 | 95 | 70 | EF 200 | EF 67 | EF 70 | EF 82 | Wrap 5 ft | Valve | Valve & LF | Valve & TS
AC | Wall Furnace | Slab-on-grade | 11 | 13 | 1 | 78-92 | 1810 | 0.11502 | 0.00052 | 0.00052 | 3.67 | 26% | 19.5% | 26% | 19.5% | 18.17 | 18.17 | 5.96 | 10.25 | 1.14 | 0.87 |  | 11.4 | 80 | 80 | 62 | EF 86 | EF 59 | EF 59 | EF 52 | None | None | None | None | 0.00052 | 0.00052 | 3.67 | 26% | 19.5% | 26% | 19.5% | 18.17 | 18.17 | 5.96 | 10.25 | 1.14 | 0.87 |  | 14 | 80 | 80 | 66 | EF 95 | EF 60 | EF 60 | EF 74 | None | None | None | None | 0.000442 | 0.000364 | 8 | 10% | 7.5% | 5% | 3.75% | 38 | 44 | 19 | 13 | 0.3 | 0.25 |  | 15 | 92 | 95 | 70 | EF 200 | EF 67 | EF 70 | EF 82 | Wrap 5 ft | Valve | Valve & LF | Valve & TS
AC | Wall Furnace | Slab-on-grade | 11 | 13 | 2 | 78-92 | 2400 | 0.11502 | 0.00052 | 0.00052 | 3.67 | 26% | 16.9% | 26% | 16.9% | 18.17 | 18.17 | 5.96 | 10.25 | 1.14 | 0.87 |  | 11.4 | 80 | 80 | 62 | EF 86 | EF 59 | EF 59 | EF 52 | None | None | None | None | 0.00052 | 0.00052 | 3.67 | 26% | 16.9% | 26% | 16.9% | 18.17 | 18.17 | 5.96 | 10.25 | 1.14 | 0.87 |  | 14 | 80 | 80 | 66 | EF 95 | EF 60 | EF 60 | EF 74 | None | None | None | None | 0.000442 | 0.000364 | 8 | 10% | 6.5% | 5% | 3.25% | 38 | 44 | 19 | 13 | 0.3 | 0.25 |  | 15 | 92 | 95 | 70 | EF 200 | EF 67 | EF 70 | EF 82 | Wrap 5 ft | Valve | Valve & LF | Valve & TS
No AC | Wall Furnace | Crawlspace | 11 | 13 | 1 | 78-92 | 1810 | 0.11502 | 0.00052 | 0.00052 | 3.67 | 26% | 19.5% | 26% | 19.5% | 18.17 | 18.17 | 5.96 | 10.25 | 1.14 | 0.87 |  | 11.4 | 80 | 80 | 62 | EF 86 | EF 59 | EF 59 | EF 52 | None | None | None | None | 0.00052 | 0.00052 | 3.67 | 26% | 19.5% | 26% | 19.5% | 18.17 | 18.17 | 5.96 | 10.25 | 1.14 | 0.87 |  | 14 | 80 | 80 | 66 | EF 95 | EF 60 | EF 60 | EF 74 | None | None | None | None | 0.000442 | 0.000364 | 8 | 10% | 7.5% | 5% | 3.75% | 38 | 44 | 19 | 13 | 0.3 | 0.25 |  | 15 | 92 | 95 | 70 | EF 200 | EF 67 | EF 70 | EF 82 | Wrap 5 ft | Valve | Valve & LF | Valve & TS
No AC | Wall Furnace | Crawlspace | 11 | 13 | 2 | 78-92 | 2400 | 0.11502 | 0.00052 | 0.00052 | 3.67 | 26% | 16.9% | 26% | 16.9% | 18.17 | 18.17 | 5.96 | 10.25 | 1.14 | 0.87 |  | 11.4 | 80 | 80 | 62 | EF 86 | EF 59 | EF 59 | EF 52 | None | None | None | None | 0.00052 | 0.00052 | 3.67 | 26% | 16.9% | 26% | 16.9% | 18.17 | 18.17 | 5.96 | 10.25 | 1.14 | 0.87 |  | 14 | 80 | 80 | 66 | EF 95 | EF 60 | EF 60 | EF 74 | None | None | None | None | 0.000442 | 0.000364 | 8 | 10% | 6.5% | 5% | 3.25% | 38 | 44 | 19 | 13 | 0.3 | 0.25 |  | 15 | 92 | 95 | 70 | EF 200 | EF 67 | EF 70 | EF 82 | Wrap 5 ft | Valve | Valve & LF | Valve & TS
AC | Wall Furnace | Crawlspace | 11 | 13 | 1 | 78-92 | 1810 | 0.11502 | 0.00052 | 0.00052 | 3.67 | 26% | 19.5% | 26% | 19.5% | 18.17 | 18.17 | 5.96 | 10.25 | 1.14 | 0.87 |  | 11.4 | 80 | 80 | 62 | EF 86 | EF 59 | EF 59 | EF 52 | None | None | None | None | 0.00052 | 0.00052 | 3.67 | 26% | 19.5% | 26% | 19.5% | 18.17 | 18.17 | 5.96 | 10.25 | 1.14 | 0.87 |  | 14 | 80 | 80 | 66 | EF 95 | EF 60 | EF 60 | EF 74 | None | None | None | None | 0.000442 | 0.000364 | 8 | 10% | 7.5% | 5% | 3.75% | 38 | 44 | 19 | 13 | 0.3 | 0.25 |  | 15 | 92 | 95 | 70 | EF 200 | EF 67 | EF 70 | EF 82 | Wrap 5 ft | Valve | Valve & LF | Valve & TS
AC | Wall Furnace | Crawlspace | 11 | 13 | 2 | 78-92 | 2400 | 0.11502 | 0.00052 | 0.00052 | 3.67 | 26% | 16.9% | 26% | 16.9% | 18.17 | 18.17 | 5.96 | 10.25 | 1.14 | 0.87 |  | 11.4 | 80 | 80 | 62 | EF 86 | EF 59 | EF 59 | EF 52 | None | None | None | None | 0.00052 | 0.00052 | 3.67 | 26% | 16.9% | 26% | 16.9% | 18.17 | 18.17 | 5.96 | 10.25 | 1.14 | 0.87 |  | 14 | 80 | 80 | 66 | EF 95 | EF 60 | EF 60 | EF 74 | None | None | None | None | 0.000442 | 0.000364 | 8 | 10% | 6.5% | 5% | 3.25% | 38 | 44 | 19 | 13 | 0.3 | 0.25 |  | 15 | 92 | 95 | 70 | EF 200 | EF 67 | EF 70 | EF 82 | Wrap 5 ft | Valve | Valve & LF | Valve & TS
No AC | Wall Furnace | Slab-on-grade | 11 | 13 | 1 | 93-01 | 1910 | 0.2 | 0.00046 | 0.00046 | 4.26 | 22% | 16.5% | 22% | 16.5% | 22.91 | 22.91 | 5.96 | 10.25 | 0.57 | 0.55 |  | 11.4 | 80 | 80 | 62 | EF 86 | EF 59 | EF 59 | EF 52 | None | None | None | None | 0.00046 | 0.00046 | 4.26 | 22% | 16.5% | 22% | 16.5% | 22.91 | 22.91 | 5.96 | 10.25 | 0.57 | 0.55 |  | 14 | 80 | 80 | 66 | EF 95 | EF 60 | EF 60 | EF 74 | None | None | None | None | 0.000391 | 0.000322 | 8 | 10% | 7.5% | 5% | 3.75% | 38 | 44 | 19 | 13 | 0.3 | 0.25 |  | 15 | 92 | 95 | 70 | EF 200 | EF 67 | EF 70 | EF 82 | Wrap 5 ft | Valve | Valve & LF | Valve & TS
No AC | Wall Furnace | Slab-on-grade | 11 | 13 | 2 | 93-01 | 2730 | 0.2 | 0.00046 | 0.00046 | 4.26 | 22% | 14.3% | 22% | 14.3% | 22.91 | 22.91 | 5.96 | 10.25 | 0.57 | 0.55 |  | 11.4 | 80 | 80 | 62 | EF 86 | EF 59 | EF 59 | EF 52 | None | None | None | None | 0.00046 | 0.00046 | 4.26 | 22% | 14.3% | 22% | 14.3% | 22.91 | 22.91 | 5.96 | 10.25 | 0.57 | 0.55 |  | 14 | 80 | 80 | 66 | EF 95 | EF 60 | EF 60 | EF 74 | None | None | None | None | 0.000391 | 0.000322 | 8 | 10% | 6.5% | 5% | 3.25% | 38 | 44 | 19 | 13 | 0.3 | 0.25 |  | 15 | 92 | 95 | 70 | EF 200 | EF 67 | EF 70 | EF 82 | Wrap 5 ft | Valve | Valve & LF | Valve & TS
AC | Wall Furnace | Slab-on-grade | 11 | 13 | 1 | 93-01 | 1910 | 0.2 | 0.00046 | 0.00046 | 4.26 | 22% | 16.5% | 22% | 16.5% | 22.91 | 22.91 | 5.96 | 10.25 | 0.57 | 0.55 |  | 11.4 | 80 | 80 | 62 | EF 86 | EF 59 | EF 59 | EF 52 | None | None | None | None | 0.00046 | 0.00046 | 4.26 | 22% | 16.5% | 22% | 16.5% | 22.91 | 22.91 | 5.96 | 10.25 | 0.57 | 0.55 |  | 14 | 80 | 80 | 66 | EF 95 | EF 60 | EF 60 | EF 74 | None | None | None | None | 0.000391 | 0.000322 | 8 | 10% | 7.5% | 5% | 3.75% | 38 | 44 | 19 | 13 | 0.3 | 0.25 |  | 15 | 92 | 95 | 70 | EF 200 | EF 67 | EF 70 | EF 82 | Wrap 5 ft | Valve | Valve & LF | Valve & TS
AC | Wall Furnace | Slab-on-grade | 11 | 13 | 2 | 93-01 | 2730 | 0.2 | 0.00046 | 0.00046 | 4.26 | 22% | 14.3% | 22% | 14.3% | 22.91 | 22.91 | 5.96 | 10.25 | 0.57 | 0.55 |  | 11.4 | 80 | 80 | 62 | EF 86 | EF 59 | EF 59 | EF 52 | None | None | None | None | 0.00046 | 0.00046 | 4.26 | 22% | 14.3% | 22% | 14.3% | 22.91 | 22.91 | 5.96 | 10.25 | 0.57 | 0.55 |  | 14 | 80 | 80 | 66 | EF 95 | EF 60 | EF 60 | EF 74 | None | None | None | None | 0.000391 | 0.000322 | 8 | 10% | 6.5% | 5% | 3.25% | 38 | 44 | 19 | 13 | 0.3 | 0.25 |  | 15 | 92 | 95 | 70 | EF 200 | EF 67 | EF 70 | EF 82 | Wrap 5 ft | Valve | Valve & LF | Valve & TS
No AC | Wall Furnace | Crawlspace | 11 | 13 | 1 | 93-01 | 1910 | 0.2 | 0.00046 | 0.00046 | 4.26 | 22% | 16.5% | 22% | 16.5% | 22.91 | 22.91 | 5.96 | 10.25 | 0.57 | 0.55 |  | 11.4 | 80 | 80 | 62 | EF 86 | EF 59 | EF 59 | EF 52 | None | None | None | None | 0.00046 | 0.00046 | 4.26 | 22% | 16.5% | 22% | 16.5% | 22.91 | 22.91 | 5.96 | 10.25 | 0.57 | 0.55 |  | 14 | 80 | 80 | 66 | EF 95 | EF 60 | EF 60 | EF 74 | None | None | None | None | 0.000391 | 0.000322 | 8 | 10% | 7.5% | 5% | 3.75% | 38 | 44 | 19 | 13 | 0.3 | 0.25 |  | 15 | 92 | 95 | 70 | EF 200 | EF 67 | EF 70 | EF 82 | Wrap 5 ft | Valve | Valve & LF | Valve & TS
No AC | Wall Furnace | Crawlspace | 11 | 13 | 2 | 93-01 | 2730 | 0.2 | 0.00046 | 0.00046 | 4.26 | 22% | 14.3% | 22% | 14.3% | 22.91 | 22.91 | 5.96 | 10.25 | 0.57 | 0.55 |  | 11.4 | 80 | 80 | 62 | EF 86 | EF 59 | EF 59 | EF 52 | None | None | None | None | 0.00046 | 0.00046 | 4.26 | 22% | 14.3% | 22% | 14.3% | 22.91 | 22.91 | 5.96 | 10.25 | 0.57 | 0.55 |  | 14 | 80 | 80 | 66 | EF 95 | EF 60 | EF 60 | EF 74 | None | None | None | None | 0.000391 | 0.000322 | 8 | 10% | 6.5% | 5% | 3.25% | 38 | 44 | 19 | 13 | 0.3 | 0.25 |  | 15 | 92 | 95 | 70 | EF 200 | EF 67 | EF 70 | EF 82 | Wrap 5 ft | Valve | Valve & LF | Valve & TS
AC | Wall Furnace | Crawlspace | 11 | 13 | 1 | 93-01 | 1910 | 0.2 | 0.00046 | 0.00046 | 4.26 | 22% | 16.5% | 22% | 16.5% | 22.91 | 22.91 | 5.96 | 10.25 | 0.57 | 0.55 |  | 11.4 | 80 | 80 | 62 | EF 86 | EF 59 | EF 59 | EF 52 | None | None | None | None | 0.00046 | 0.00046 | 4.26 | 22% | 16.5% | 22% | 16.5% | 22.91 | 22.91 | 5.96 | 10.25 | 0.57 | 0.55 |  | 14 | 80 | 80 | 66 | EF 95 | EF 60 | EF 60 | EF 74 | None | None | None | None | 0.000391 | 0.000322 | 8 | 10% | 7.5% | 5% | 3.75% | 38 | 44 | 19 | 13 | 0.3 | 0.25 |  | 15 | 92 | 95 | 70 | EF 200 | EF 67 | EF 70 | EF 82 | Wrap 5 ft | Valve | Valve & LF | Valve & TS
AC | Wall Furnace | Crawlspace | 11 | 13 | 2 | 93-01 | 2730 | 0.2 | 0.00046 | 0.00046 | 4.26 | 22% | 14.3% | 22% | 14.3% | 22.91 | 22.91 | 5.96 | 10.25 | 0.57 | 0.55 |  | 11.4 | 80 | 80 | 62 | EF 86 | EF 59 | EF 59 | EF 52 | None | None | None | None | 0.00046 | 0.00046 | 4.26 | 22% | 14.3% | 22% | 14.3% | 22.91 | 22.91 | 5.96 | 10.25 | 0.57 | 0.55 |  | 14 | 80 | 80 | 66 | EF 95 | EF 60 | EF 60 | EF 74 | None | None | None | None | 0.000391 | 0.000322 | 8 | 10% | 6.5% | 5% | 3.25% | 38 | 44 | 19 | 13 | 0.3 | 0.25 |  | 15 | 92 | 95 | 70 | EF 200 | EF 67 | EF 70 | EF 82 | Wrap 5 ft | Valve | Valve & LF | Valve & TS
No AC | Furnace | Slab-on-grade | 13 | 13 | 1 | pre78 | 1600 | 0.14016 | 0.00071 | 0.00071 | 3.32 | 33% | 24.75% | 33% | 24.75% | 15.41 | 15.41 | 1.34 | 3.1 | 1.23 | 0.87 |  | 11.4 | 80 | 80 | 62 | EF 86 | EF 59 | EF 59 | EF 52 | None | None | None | None | 0.00071 | 0.00071 | 3.32 | 33% | 24.75% | 33% | 24.75% | 15.41 | 15.41 | 1.34 | 3.1 | 1.23 | 0.87 |  | 14 | 80 | 80 | 66 | EF 95 | EF 60 | EF 60 | EF 74 | None | None | None | None | 0.0006035 | 0.000497 | 8 | 10% | 7.5% | 5% | 3.75% | 38 | 44 | 19 | 13 | 0.3 | 0.25 |  | 15 | 92 | 95 | 70 | EF 200 | EF 67 | EF 70 | EF 82 | Wrap 5 ft | Valve | Valve & LF | Valve & TS
No AC | Furnace | Slab-on-grade | 13 | 13 | 2 | pre78 | 1990 | 0.14016 | 0.00071 | 0.00071 | 3.32 | 33% | 21.45% | 33% | 21.45% | 15.41 | 15.41 | 1.34 | 3.1 | 1.23 | 0.87 |  | 11.4 | 80 | 80 | 62 | EF 86 | EF 59 | EF 59 | EF 52 | None | None | None | None | 0.00071 | 0.00071 | 3.32 | 33% | 21.45% | 33% | 21.45% | 15.41 | 15.41 | 1.34 | 3.1 | 1.23 | 0.87 |  | 14 | 80 | 80 | 66 | EF 95 | EF 60 | EF 60 | EF 74 | None | None | None | None | 0.0006035 | 0.000497 | 8 | 10% | 6.5% | 5% | 3.25% | 38 | 44 | 19 | 13 | 0.3 | 0.25 |  | 15 | 92 | 95 | 70 | EF 200 | EF 67 | EF 70 | EF 82 | Wrap 5 ft | Valve | Valve & LF | Valve & TS
AC | Furnace | Slab-on-grade | 13 | 13 | 1 | pre78 | 1600 | 0.14016 | 0.00071 | 0.00071 | 3.32 | 33% | 24.75% | 33% | 24.75% | 15.41 | 15.41 | 1.34 | 3.1 | 1.23 | 0.87 |  | 11.4 | 80 | 80 | 62 | EF 86 | EF 59 | EF 59 | EF 52 | None | None | None | None | 0.00071 | 0.00071 | 3.32 | 33% | 24.75% | 33% | 24.75% | 15.41 | 15.41 | 1.34 | 3.1 | 1.23 | 0.87 |  | 14 | 80 | 80 | 66 | EF 95 | EF 60 | EF 60 | EF 74 | None | None | None | None | 0.0006035 | 0.000497 | 8 | 10% | 7.5% | 5% | 3.75% | 38 | 44 | 19 | 13 | 0.3 | 0.25 |  | 15 | 92 | 95 | 70 | EF 200 | EF 67 | EF 70 | EF 82 | Wrap 5 ft | Valve | Valve & LF | Valve & TS
AC | Furnace | Slab-on-grade | 13 | 13 | 2 | pre78 | 1990 | 0.14016 | 0.00071 | 0.00071 | 3.32 | 33% | 21.45% | 33% | 21.45% | 15.41 | 15.41 | 1.34 | 3.1 | 1.23 | 0.87 |  | 11.4 | 80 | 80 | 62 | EF 86 | EF 59 | EF 59 | EF 52 | None | None | None | None | 0.00071 | 0.00071 | 3.32 | 33% | 21.45% | 33% | 21.45% | 15.41 | 15.41 | 1.34 | 3.1 | 1.23 | 0.87 |  | 14 | 80 | 80 | 66 | EF 95 | EF 60 | EF 60 | EF 74 | None | None | None | None | 0.0006035 | 0.000497 | 8 | 10% | 6.5% | 5% | 3.25% | 38 | 44 | 19 | 13 | 0.3 | 0.25 |  | 15 | 92 | 95 | 70 | EF 200 | EF 67 | EF 70 | EF 82 | Wrap 5 ft | Valve | Valve & LF | Valve & TS
No AC | Furnace | Crawlspace | 13 | 13 | 1 | pre78 | 1600 | 0.14016 | 0.00071 | 0.00071 | 3.32 | 33% | 24.75% | 33% | 24.75% | 15.41 | 15.41 | 1.34 | 3.1 | 1.23 | 0.87 |  | 11.4 | 80 | 80 | 62 | EF 86 | EF 59 | EF 59 | EF 52 | None | None | None | None | 0.00071 | 0.00071 | 3.32 | 33% | 24.75% | 33% | 24.75% | 15.41 | 15.41 | 1.34 | 3.1 | 1.23 | 0.87 |  | 14 | 80 | 80 | 66 | EF 95 | EF 60 | EF 60 | EF 74 | None | None | None | None | 0.0006035 | 0.000497 | 8 | 10% | 7.5% | 5% | 3.75% | 38 | 44 | 19 | 13 | 0.3 | 0.25 |  | 15 | 92 | 95 | 70 | EF 200 | EF 67 | EF 70 | EF 82 | Wrap 5 ft | Valve | Valve & LF | Valve & TS
No AC | Furnace | Crawlspace | 13 | 13 | 2 | pre78 | 1990 | 0.14016 | 0.00071 | 0.00071 | 3.32 | 33% | 21.45% | 33% | 21.45% | 15.41 | 15.41 | 1.34 | 3.1 | 1.23 | 0.87 |  | 11.4 | 80 | 80 | 62 | EF 86 | EF 59 | EF 59 | EF 52 | None | None | None | None | 0.00071 | 0.00071 | 3.32 | 33% | 21.45% | 33% | 21.45% | 15.41 | 15.41 | 1.34 | 3.1 | 1.23 | 0.87 |  | 14 | 80 | 80 | 66 | EF 95 | EF 60 | EF 60 | EF 74 | None | None | None | None | 0.0006035 | 0.000497 | 8 | 10% | 6.5% | 5% | 3.25% | 38 | 44 | 19 | 13 | 0.3 | 0.25 |  | 15 | 92 | 95 | 70 | EF 200 | EF 67 | EF 70 | EF 82 | Wrap 5 ft | Valve | Valve & LF | Valve & TS
AC | Furnace | Crawlspace | 13 | 13 | 1 | pre78 | 1600 | 0.14016 | 0.00071 | 0.00071 | 3.32 | 33% | 24.75% | 33% | 24.75% | 15.41 | 15.41 | 1.34 | 3.1 | 1.23 | 0.87 |  | 11.4 | 80 | 80 | 62 | EF 86 | EF 59 | EF 59 | EF 52 | None | None | None | None | 0.00071 | 0.00071 | 3.32 | 33% | 24.75% | 33% | 24.75% | 15.41 | 15.41 | 1.34 | 3.1 | 1.23 | 0.87 |  | 14 | 80 | 80 | 66 | EF 95 | EF 60 | EF 60 | EF 74 | None | None | None | None | 0.0006035 | 0.000497 | 8 | 10% | 7.5% | 5% | 3.75% | 38 | 44 | 19 | 13 | 0.3 | 0.25 |  | 15 | 92 | 95 | 70 | EF 200 | EF 67 | EF 70 | EF 82 | Wrap 5 ft | Valve | Valve & LF | Valve & TS
AC | Furnace | Crawlspace | 13 | 13 | 2 | pre78 | 1990 | 0.14016 | 0.00071 | 0.00071 | 3.32 | 33% | 21.45% | 33% | 21.45% | 15.41 | 15.41 | 1.34 | 3.1 | 1.23 | 0.87 |  | 11.4 | 80 | 80 | 62 | EF 86 | EF 59 | EF 59 | EF 52 | None | None | None | None | 0.00071 | 0.00071 | 3.32 | 33% | 21.45% | 33% | 21.45% | 15.41 | 15.41 | 1.34 | 3.1 | 1.23 | 0.87 |  | 14 | 80 | 80 | 66 | EF 95 | EF 60 | EF 60 | EF 74 | None | None | None | None | 0.0006035 | 0.000497 | 8 | 10% | 6.5% | 5% | 3.25% | 38 | 44 | 19 | 13 | 0.3 | 0.25 |  | 15 | 92 | 95 | 70 | EF 200 | EF 67 | EF 70 | EF 82 | Wrap 5 ft | Valve | Valve & LF | Valve & TS
No AC | Furnace | Slab-on-grade | 13 | 13 | 1 | 78-92 | 1810 | 0.11502 | 0.00052 | 0.00052 | 3.67 | 26% | 19.5% | 26% | 19.5% | 18.17 | 18.17 | 5.96 | 10.25 | 1.14 | 0.87 |  | 11.4 | 80 | 80 | 62 | EF 86 | EF 59 | EF 59 | EF 52 | None | None | None | None | 0.00052 | 0.00052 | 3.67 | 26% | 19.5% | 26% | 19.5% | 18.17 | 18.17 | 5.96 | 10.25 | 1.14 | 0.87 |  | 14 | 80 | 80 | 66 | EF 95 | EF 60 | EF 60 | EF 74 | None | None | None | None | 0.000442 | 0.000364 | 8 | 10% | 7.5% | 5% | 3.75% | 38 | 44 | 19 | 13 | 0.3 | 0.25 |  | 15 | 92 | 95 | 70 | EF 200 | EF 67 | EF 70 | EF 82 | Wrap 5 ft | Valve | Valve & LF | Valve & TS
No AC | Furnace | Slab-on-grade | 13 | 13 | 2 | 78-92 | 2400 | 0.11502 | 0.00052 | 0.00052 | 3.67 | 26% | 16.9% | 26% | 16.9% | 18.17 | 18.17 | 5.96 | 10.25 | 1.14 | 0.87 |  | 11.4 | 80 | 80 | 62 | EF 86 | EF 59 | EF 59 | EF 52 | None | None | None | None | 0.00052 | 0.00052 | 3.67 | 26% | 16.9% | 26% | 16.9% | 18.17 | 18.17 | 5.96 | 10.25 | 1.14 | 0.87 |  | 14 | 80 | 80 | 66 | EF 95 | EF 60 | EF 60 | EF 74 | None | None | None | None | 0.000442 | 0.000364 | 8 | 10% | 6.5% | 5% | 3.25% | 38 | 44 | 19 | 13 | 0.3 | 0.25 |  | 15 | 92 | 95 | 70 | EF 200 | EF 67 | EF 70 | EF 82 | Wrap 5 ft | Valve | Valve & LF | Valve & TS
AC | Furnace | Slab-on-grade | 13 | 13 | 1 | 78-92 | 1810 | 0.11502 | 0.00052 | 0.00052 | 3.67 | 26% | 19.5% | 26% | 19.5% | 18.17 | 18.17 | 5.96 | 10.25 | 1.14 | 0.87 |  | 11.4 | 80 | 80 | 62 | EF 86 | EF 59 | EF 59 | EF 52 | None | None | None | None | 0.00052 | 0.00052 | 3.67 | 26% | 19.5% | 26% | 19.5% | 18.17 | 18.17 | 5.96 | 10.25 | 1.14 | 0.87 |  | 14 | 80 | 80 | 66 | EF 95 | EF 60 | EF 60 | EF 74 | None | None | None | None | 0.000442 | 0.000364 | 8 | 10% | 7.5% | 5% | 3.75% | 38 | 44 | 19 | 13 | 0.3 | 0.25 |  | 15 | 92 | 95 | 70 | EF 200 | EF 67 | EF 70 | EF 82 | Wrap 5 ft | Valve | Valve & LF | Valve & TS
AC | Furnace | Slab-on-grade | 13 | 13 | 2 | 78-92 | 2400 | 0.11502 | 0.00052 | 0.00052 | 3.67 | 26% | 16.9% | 26% | 16.9% | 18.17 | 18.17 | 5.96 | 10.25 | 1.14 | 0.87 |  | 11.4 | 80 | 80 | 62 | EF 86 | EF 59 | EF 59 | EF 52 | None | None | None | None | 0.00052 | 0.00052 | 3.67 | 26% | 16.9% | 26% | 16.9% | 18.17 | 18.17 | 5.96 | 10.25 | 1.14 | 0.87 |  | 14 | 80 | 80 | 66 | EF 95 | EF 60 | EF 60 | EF 74 | None | None | None | None | 0.000442 | 0.000364 | 8 | 10% | 6.5% | 5% | 3.25% | 38 | 44 | 19 | 13 | 0.3 | 0.25 |  | 15 | 92 | 95 | 70 | EF 200 | EF 67 | EF 70 | EF 82 | Wrap 5 ft | Valve | Valve & LF | Valve & TS
No AC | Furnace | Crawlspace | 13 | 13 | 1 | 78-92 | 1810 | 0.11502 | 0.00052 | 0.00052 | 3.67 | 26% | 19.5% | 26% | 19.5% | 18.17 | 18.17 | 5.96 | 10.25 | 1.14 | 0.87 |  | 11.4 | 80 | 80 | 62 | EF 86 | EF 59 | EF 59 | EF 52 | None | None | None | None | 0.00052 | 0.00052 | 3.67 | 26% | 19.5% | 26% | 19.5% | 18.17 | 18.17 | 5.96 | 10.25 | 1.14 | 0.87 |  | 14 | 80 | 80 | 66 | EF 95 | EF 60 | EF 60 | EF 74 | None | None | None | None | 0.000442 | 0.000364 | 8 | 10% | 7.5% | 5% | 3.75% | 38 | 44 | 19 | 13 | 0.3 | 0.25 |  | 15 | 92 | 95 | 70 | EF 200 | EF 67 | EF 70 | EF 82 | Wrap 5 ft | Valve | Valve & LF | Valve & TS
No AC | Furnace | Crawlspace | 13 | 13 | 2 | 78-92 | 2400 | 0.11502 | 0.00052 | 0.00052 | 3.67 | 26% | 16.9% | 26% | 16.9% | 18.17 | 18.17 | 5.96 | 10.25 | 1.14 | 0.87 |  | 11.4 | 80 | 80 | 62 | EF 86 | EF 59 | EF 59 | EF 52 | None | None | None | None | 0.00052 | 0.00052 | 3.67 | 26% | 16.9% | 26% | 16.9% | 18.17 | 18.17 | 5.96 | 10.25 | 1.14 | 0.87 |  | 14 | 80 | 80 | 66 | EF 95 | EF 60 | EF 60 | EF 74 | None | None | None | None | 0.000442 | 0.000364 | 8 | 10% | 6.5% | 5% | 3.25% | 38 | 44 | 19 | 13 | 0.3 | 0.25 |  | 15 | 92 | 95 | 70 | EF 200 | EF 67 | EF 70 | EF 82 | Wrap 5 ft | Valve | Valve & LF | Valve & TS
AC | Furnace | Crawlspace | 13 | 13 | 1 | 78-92 | 1810 | 0.11502 | 0.00052 | 0.00052 | 3.67 | 26% | 19.5% | 26% | 19.5% | 18.17 | 18.17 | 5.96 | 10.25 | 1.14 | 0.87 |  | 11.4 | 80 | 80 | 62 | EF 86 | EF 59 | EF 59 | EF 52 | None | None | None | None | 0.00052 | 0.00052 | 3.67 | 26% | 19.5% | 26% | 19.5% | 18.17 | 18.17 | 5.96 | 10.25 | 1.14 | 0.87 |  | 14 | 80 | 80 | 66 | EF 95 | EF 60 | EF 60 | EF 74 | None | None | None | None | 0.000442 | 0.000364 | 8 | 10% | 7.5% | 5% | 3.75% | 38 | 44 | 19 | 13 | 0.3 | 0.25 |  | 15 | 92 | 95 | 70 | EF 200 | EF 67 | EF 70 | EF 82 | Wrap 5 ft | Valve | Valve & LF | Valve & TS
AC | Furnace | Crawlspace | 13 | 13 | 2 | 78-92 | 2400 | 0.11502 | 0.00052 | 0.00052 | 3.67 | 26% | 16.9% | 26% | 16.9% | 18.17 | 18.17 | 5.96 | 10.25 | 1.14 | 0.87 |  | 11.4 | 80 | 80 | 62 | EF 86 | EF 59 | EF 59 | EF 52 | None | None | None | None | 0.00052 | 0.00052 | 3.67 | 26% | 16.9% | 26% | 16.9% | 18.17 | 18.17 | 5.96 | 10.25 | 1.14 | 0.87 |  | 14 | 80 | 80 | 66 | EF 95 | EF 60 | EF 60 | EF 74 | None | None | None | None | 0.000442 | 0.000364 | 8 | 10% | 6.5% | 5% | 3.25% | 38 | 44 | 19 | 13 | 0.3 | 0.25 |  | 15 | 92 | 95 | 70 | EF 200 | EF 67 | EF 70 | EF 82 | Wrap 5 ft | Valve | Valve & LF | Valve & TS
No AC | Furnace | Slab-on-grade | 13 | 13 | 1 | 93-01 | 1910 | 0.2 | 0.00046 | 0.00046 | 4.26 | 22% | 16.5% | 22% | 16.5% | 22.91 | 22.91 | 5.96 | 10.25 | 0.57 | 0.55 |  | 11.4 | 80 | 80 | 62 | EF 86 | EF 59 | EF 59 | EF 52 | None | None | None | None | 0.00046 | 0.00046 | 4.26 | 22% | 16.5% | 22% | 16.5% | 22.91 | 22.91 | 5.96 | 10.25 | 0.57 | 0.55 |  | 14 | 80 | 80 | 66 | EF 95 | EF 60 | EF 60 | EF 74 | None | None | None | None | 0.000391 | 0.000322 | 8 | 10% | 7.5% | 5% | 3.75% | 38 | 44 | 19 | 13 | 0.3 | 0.25 |  | 15 | 92 | 95 | 70 | EF 200 | EF 67 | EF 70 | EF 82 | Wrap 5 ft | Valve | Valve & LF | Valve & TS
No AC | Furnace | Slab-on-grade | 13 | 13 | 2 | 93-01 | 2730 | 0.2 | 0.00046 | 0.00046 | 4.26 | 22% | 14.3% | 22% | 14.3% | 22.91 | 22.91 | 5.96 | 10.25 | 0.57 | 0.55 |  | 11.4 | 80 | 80 | 62 | EF 86 | EF 59 | EF 59 | EF 52 | None | None | None | None | 0.00046 | 0.00046 | 4.26 | 22% | 14.3% | 22% | 14.3% | 22.91 | 22.91 | 5.96 | 10.25 | 0.57 | 0.55 |  | 14 | 80 | 80 | 66 | EF 95 | EF 60 | EF 60 | EF 74 | None | None | None | None | 0.000391 | 0.000322 | 8 | 10% | 6.5% | 5% | 3.25% | 38 | 44 | 19 | 13 | 0.3 | 0.25 |  | 15 | 92 | 95 | 70 | EF 200 | EF 67 | EF 70 | EF 82 | Wrap 5 ft | Valve | Valve & LF | Valve & TS
AC | Furnace | Slab-on-grade | 13 | 13 | 1 | 93-01 | 1910 | 0.2 | 0.00046 | 0.00046 | 4.26 | 22% | 16.5% | 22% | 16.5% | 22.91 | 22.91 | 5.96 | 10.25 | 0.57 | 0.55 |  | 11.4 | 80 | 80 | 62 | EF 86 | EF 59 | EF 59 | EF 52 | None | None | None | None | 0.00046 | 0.00046 | 4.26 | 22% | 16.5% | 22% | 16.5% | 22.91 | 22.91 | 5.96 | 10.25 | 0.57 | 0.55 |  | 14 | 80 | 80 | 66 | EF 95 | EF 60 | EF 60 | EF 74 | None | None | None | None | 0.000391 | 0.000322 | 8 | 10% | 7.5% | 5% | 3.75% | 38 | 44 | 19 | 13 | 0.3 | 0.25 |  | 15 | 92 | 95 | 70 | EF 200 | EF 67 | EF 70 | EF 82 | Wrap 5 ft | Valve | Valve & LF | Valve & TS
AC | Furnace | Slab-on-grade | 13 | 13 | 2 | 93-01 | 2730 | 0.2 | 0.00046 | 0.00046 | 4.26 | 22% | 14.3% | 22% | 14.3% | 22.91 | 22.91 | 5.96 | 10.25 | 0.57 | 0.55 |  | 11.4 | 80 | 80 | 62 | EF 86 | EF 59 | EF 59 | EF 52 | None | None | None | None | 0.00046 | 0.00046 | 4.26 | 22% | 14.3% | 22% | 14.3% | 22.91 | 22.91 | 5.96 | 10.25 | 0.57 | 0.55 |  | 14 | 80 | 80 | 66 | EF 95 | EF 60 | EF 60 | EF 74 | None | None | None | None | 0.000391 | 0.000322 | 8 | 10% | 6.5% | 5% | 3.25% | 38 | 44 | 19 | 13 | 0.3 | 0.25 |  | 15 | 92 | 95 | 70 | EF 200 | EF 67 | EF 70 | EF 82 | Wrap 5 ft | Valve | Valve & LF | Valve & TS
No AC | Furnace | Crawlspace | 13 | 13 | 1 | 93-01 | 1910 | 0.2 | 0.00046 | 0.00046 | 4.26 | 22% | 16.5% | 22% | 16.5% | 22.91 | 22.91 | 5.96 | 10.25 | 0.57 | 0.55 |  | 11.4 | 80 | 80 | 62 | EF 86 | EF 59 | EF 59 | EF 52 | None | None | None | None | 0.00046 | 0.00046 | 4.26 | 22% | 16.5% | 22% | 16.5% | 22.91 | 22.91 | 5.96 | 10.25 | 0.57 | 0.55 |  | 14 | 80 | 80 | 66 | EF 95 | EF 60 | EF 60 | EF 74 | None | None | None | None | 0.000391 | 0.000322 | 8 | 10% | 7.5% | 5% | 3.75% | 38 | 44 | 19 | 13 | 0.3 | 0.25 |  | 15 | 92 | 95 | 70 | EF 200 | EF 67 | EF 70 | EF 82 | Wrap 5 ft | Valve | Valve & LF | Valve & TS
No AC | Furnace | Crawlspace | 13 | 13 | 2 | 93-01 | 2730 | 0.2 | 0.00046 | 0.00046 | 4.26 | 22% | 14.3% | 22% | 14.3% | 22.91 | 22.91 | 5.96 | 10.25 | 0.57 | 0.55 |  | 11.4 | 80 | 80 | 62 | EF 86 | EF 59 | EF 59 | EF 52 | None | None | None | None | 0.00046 | 0.00046 | 4.26 | 22% | 14.3% | 22% | 14.3% | 22.91 | 22.91 | 5.96 | 10.25 | 0.57 | 0.55 |  | 14 | 80 | 80 | 66 | EF 95 | EF 60 | EF 60 | EF 74 | None | None | None | None | 0.000391 | 0.000322 | 8 | 10% | 6.5% | 5% | 3.25% | 38 | 44 | 19 | 13 | 0.3 | 0.25 |  | 15 | 92 | 95 | 70 | EF 200 | EF 67 | EF 70 | EF 82 | Wrap 5 ft | Valve | Valve & LF | Valve & TS
AC | Furnace | Crawlspace | 13 | 13 | 1 | 93-01 | 1910 | 0.2 | 0.00046 | 0.00046 | 4.26 | 22% | 16.5% | 22% | 16.5% | 22.91 | 22.91 | 5.96 | 10.25 | 0.57 | 0.55 |  | 11.4 | 80 | 80 | 62 | EF 86 | EF 59 | EF 59 | EF 52 | None | None | None | None | 0.00046 | 0.00046 | 4.26 | 22% | 16.5% | 22% | 16.5% | 22.91 | 22.91 | 5.96 | 10.25 | 0.57 | 0.55 |  | 14 | 80 | 80 | 66 | EF 95 | EF 60 | EF 60 | EF 74 | None | None | None | None | 0.000391 | 0.000322 | 8 | 10% | 7.5% | 5% | 3.75% | 38 | 44 | 19 | 13 | 0.3 | 0.25 |  | 15 | 92 | 95 | 70 | EF 200 | EF 67 | EF 70 | EF 82 | Wrap 5 ft | Valve | Valve & LF | Valve & TS
AC | Furnace | Crawlspace | 13 | 13 | 2 | 93-01 | 2730 | 0.2 | 0.00046 | 0.00046 | 4.26 | 22% | 14.3% | 22% | 14.3% | 22.91 | 22.91 | 5.96 | 10.25 | 0.57 | 0.55 |  | 11.4 | 80 | 80 | 62 | EF 86 | EF 59 | EF 59 | EF 52 | None | None | None | None | 0.00046 | 0.00046 | 4.26 | 22% | 14.3% | 22% | 14.3% | 22.91 | 22.91 | 5.96 | 10.25 | 0.57 | 0.55 |  | 14 | 80 | 80 | 66 | EF 95 | EF 60 | EF 60 | EF 74 | None | None | None | None | 0.000391 | 0.000322 | 8 | 10% | 6.5% | 5% | 3.25% | 38 | 44 | 19 | 13 | 0.3 | 0.25 |  | 15 | 92 | 95 | 70 | EF 200 | EF 67 | EF 70 | EF 82 | Wrap 5 ft | Valve | Valve & LF | Valve & TS
No AC | Wall Furnace | Slab-on-grade | 13 | 13 | 1 | pre78 | 1600 | 0.14016 | 0.00071 | 0.00071 | 3.32 | 33% | 24.75% | 33% | 24.75% | 15.41 | 15.41 | 1.34 | 3.1 | 1.23 | 0.87 |  | 11.4 | 80 | 80 | 62 | EF 86 | EF 59 | EF 59 | EF 52 | None | None | None | None | 0.00071 | 0.00071 | 3.32 | 33% | 24.75% | 33% | 24.75% | 15.41 | 15.41 | 1.34 | 3.1 | 1.23 | 0.87 |  | 14 | 80 | 80 | 66 | EF 95 | EF 60 | EF 60 | EF 74 | None | None | None | None | 0.0006035 | 0.000497 | 8 | 10% | 7.5% | 5% | 3.75% | 38 | 44 | 19 | 13 | 0.3 | 0.25 |  | 15 | 92 | 95 | 70 | EF 200 | EF 67 | EF 70 | EF 82 | Wrap 5 ft | Valve | Valve & LF | Valve & TS
No AC | Wall Furnace | Slab-on-grade | 13 | 13 | 2 | pre78 | 1990 | 0.14016 | 0.00071 | 0.00071 | 3.32 | 33% | 21.45% | 33% | 21.45% | 15.41 | 15.41 | 1.34 | 3.1 | 1.23 | 0.87 |  | 11.4 | 80 | 80 | 62 | EF 86 | EF 59 | EF 59 | EF 52 | None | None | None | None | 0.00071 | 0.00071 | 3.32 | 33% | 21.45% | 33% | 21.45% | 15.41 | 15.41 | 1.34 | 3.1 | 1.23 | 0.87 |  | 14 | 80 | 80 | 66 | EF 95 | EF 60 | EF 60 | EF 74 | None | None | None | None | 0.0006035 | 0.000497 | 8 | 10% | 6.5% | 5% | 3.25% | 38 | 44 | 19 | 13 | 0.3 | 0.25 |  | 15 | 92 | 95 | 70 | EF 200 | EF 67 | EF 70 | EF 82 | Wrap 5 ft | Valve | Valve & LF | Valve & TS
AC | Wall Furnace | Slab-on-grade | 13 | 13 | 1 | pre78 | 1600 | 0.14016 | 0.00071 | 0.00071 | 3.32 | 33% | 24.75% | 33% | 24.75% | 15.41 | 15.41 | 1.34 | 3.1 | 1.23 | 0.87 |  | 11.4 | 80 | 80 | 62 | EF 86 | EF 59 | EF 59 | EF 52 | None | None | None | None | 0.00071 | 0.00071 | 3.32 | 33% | 24.75% | 33% | 24.75% | 15.41 | 15.41 | 1.34 | 3.1 | 1.23 | 0.87 |  | 14 | 80 | 80 | 66 | EF 95 | EF 60 | EF 60 | EF 74 | None | None | None | None | 0.0006035 | 0.000497 | 8 | 10% | 7.5% | 5% | 3.75% | 38 | 44 | 19 | 13 | 0.3 | 0.25 |  | 15 | 92 | 95 | 70 | EF 200 | EF 67 | EF 70 | EF 82 | Wrap 5 ft | Valve | Valve & LF | Valve & TS
AC | Wall Furnace | Slab-on-grade | 13 | 13 | 2 | pre78 | 1990 | 0.14016 | 0.00071 | 0.00071 | 3.32 | 33% | 21.45% | 33% | 21.45% | 15.41 | 15.41 | 1.34 | 3.1 | 1.23 | 0.87 |  | 11.4 | 80 | 80 | 62 | EF 86 | EF 59 | EF 59 | EF 52 | None | None | None | None | 0.00071 | 0.00071 | 3.32 | 33% | 21.45% | 33% | 21.45% | 15.41 | 15.41 | 1.34 | 3.1 | 1.23 | 0.87 |  | 14 | 80 | 80 | 66 | EF 95 | EF 60 | EF 60 | EF 74 | None | None | None | None | 0.0006035 | 0.000497 | 8 | 10% | 6.5% | 5% | 3.25% | 38 | 44 | 19 | 13 | 0.3 | 0.25 |  | 15 | 92 | 95 | 70 | EF 200 | EF 67 | EF 70 | EF 82 | Wrap 5 ft | Valve | Valve & LF | Valve & TS
No AC | Wall Furnace | Crawlspace | 13 | 13 | 1 | pre78 | 1600 | 0.14016 | 0.00071 | 0.00071 | 3.32 | 33% | 24.75% | 33% | 24.75% | 15.41 | 15.41 | 1.34 | 3.1 | 1.23 | 0.87 |  | 11.4 | 80 | 80 | 62 | EF 86 | EF 59 | EF 59 | EF 52 | None | None | None | None | 0.00071 | 0.00071 | 3.32 | 33% | 24.75% | 33% | 24.75% | 15.41 | 15.41 | 1.34 | 3.1 | 1.23 | 0.87 |  | 14 | 80 | 80 | 66 | EF 95 | EF 60 | EF 60 | EF 74 | None | None | None | None | 0.0006035 | 0.000497 | 8 | 10% | 7.5% | 5% | 3.75% | 38 | 44 | 19 | 13 | 0.3 | 0.25 |  | 15 | 92 | 95 | 70 | EF 200 | EF 67 | EF 70 | EF 82 | Wrap 5 ft | Valve | Valve & LF | Valve & TS
No AC | Wall Furnace | Crawlspace | 13 | 13 | 2 | pre78 | 1990 | 0.14016 | 0.00071 | 0.00071 | 3.32 | 33% | 21.45% | 33% | 21.45% | 15.41 | 15.41 | 1.34 | 3.1 | 1.23 | 0.87 |  | 11.4 | 80 | 80 | 62 | EF 86 | EF 59 | EF 59 | EF 52 | None | None | None | None | 0.00071 | 0.00071 | 3.32 | 33% | 21.45% | 33% | 21.45% | 15.41 | 15.41 | 1.34 | 3.1 | 1.23 | 0.87 |  | 14 | 80 | 80 | 66 | EF 95 | EF 60 | EF 60 | EF 74 | None | None | None | None | 0.0006035 | 0.000497 | 8 | 10% | 6.5% | 5% | 3.25% | 38 | 44 | 19 | 13 | 0.3 | 0.25 |  | 15 | 92 | 95 | 70 | EF 200 | EF 67 | EF 70 | EF 82 | Wrap 5 ft | Valve | Valve & LF | Valve & TS
AC | Wall Furnace | Crawlspace | 13 | 13 | 1 | pre78 | 1600 | 0.14016 | 0.00071 | 0.00071 | 3.32 | 33% | 24.75% | 33% | 24.75% | 15.41 | 15.41 | 1.34 | 3.1 | 1.23 | 0.87 |  | 11.4 | 80 | 80 | 62 | EF 86 | EF 59 | EF 59 | EF 52 | None | None | None | None | 0.00071 | 0.00071 | 3.32 | 33% | 24.75% | 33% | 24.75% | 15.41 | 15.41 | 1.34 | 3.1 | 1.23 | 0.87 |  | 14 | 80 | 80 | 66 | EF 95 | EF 60 | EF 60 | EF 74 | None | None | None | None | 0.0006035 | 0.000497 | 8 | 10% | 7.5% | 5% | 3.75% | 38 | 44 | 19 | 13 | 0.3 | 0.25 |  | 15 | 92 | 95 | 70 | EF 200 | EF 67 | EF 70 | EF 82 | Wrap 5 ft | Valve | Valve & LF | Valve & TS
AC | Wall Furnace | Crawlspace | 13 | 13 | 2 | pre78 | 1990 | 0.14016 | 0.00071 | 0.00071 | 3.32 | 33% | 21.45% | 33% | 21.45% | 15.41 | 15.41 | 1.34 | 3.1 | 1.23 | 0.87 |  | 11.4 | 80 | 80 | 62 | EF 86 | EF 59 | EF 59 | EF 52 | None | None | None | None | 0.00071 | 0.00071 | 3.32 | 33% | 21.45% | 33% | 21.45% | 15.41 | 15.41 | 1.34 | 3.1 | 1.23 | 0.87 |  | 14 | 80 | 80 | 66 | EF 95 | EF 60 | EF 60 | EF 74 | None | None | None | None | 0.0006035 | 0.000497 | 8 | 10% | 6.5% | 5% | 3.25% | 38 | 44 | 19 | 13 | 0.3 | 0.25 |  | 15 | 92 | 95 | 70 | EF 200 | EF 67 | EF 70 | EF 82 | Wrap 5 ft | Valve | Valve & LF | Valve & TS
No AC | Wall Furnace | Slab-on-grade | 13 | 13 | 1 | 78-92 | 1810 | 0.11502 | 0.00052 | 0.00052 | 3.67 | 26% | 19.5% | 26% | 19.5% | 18.17 | 18.17 | 5.96 | 10.25 | 1.14 | 0.87 |  | 11.4 | 80 | 80 | 62 | EF 86 | EF 59 | EF 59 | EF 52 | None | None | None | None | 0.00052 | 0.00052 | 3.67 | 26% | 19.5% | 26% | 19.5% | 18.17 | 18.17 | 5.96 | 10.25 | 1.14 | 0.87 |  | 14 | 80 | 80 | 66 | EF 95 | EF 60 | EF 60 | EF 74 | None | None | None | None | 0.000442 | 0.000364 | 8 | 10% | 7.5% | 5% | 3.75% | 38 | 44 | 19 | 13 | 0.3 | 0.25 |  | 15 | 92 | 95 | 70 | EF 200 | EF 67 | EF 70 | EF 82 | Wrap 5 ft | Valve | Valve & LF | Valve & TS
No AC | Wall Furnace | Slab-on-grade | 13 | 13 | 2 | 78-92 | 2400 | 0.11502 | 0.00052 | 0.00052 | 3.67 | 26% | 16.9% | 26% | 16.9% | 18.17 | 18.17 | 5.96 | 10.25 | 1.14 | 0.87 |  | 11.4 | 80 | 80 | 62 | EF 86 | EF 59 | EF 59 | EF 52 | None | None | None | None | 0.00052 | 0.00052 | 3.67 | 26% | 16.9% | 26% | 16.9% | 18.17 | 18.17 | 5.96 | 10.25 | 1.14 | 0.87 |  | 14 | 80 | 80 | 66 | EF 95 | EF 60 | EF 60 | EF 74 | None | None | None | None | 0.000442 | 0.000364 | 8 | 10% | 6.5% | 5% | 3.25% | 38 | 44 | 19 | 13 | 0.3 | 0.25 |  | 15 | 92 | 95 | 70 | EF 200 | EF 67 | EF 70 | EF 82 | Wrap 5 ft | Valve | Valve & LF | Valve & TS
AC | Wall Furnace | Slab-on-grade | 13 | 13 | 1 | 78-92 | 1810 | 0.11502 | 0.00052 | 0.00052 | 3.67 | 26% | 19.5% | 26% | 19.5% | 18.17 | 18.17 | 5.96 | 10.25 | 1.14 | 0.87 |  | 11.4 | 80 | 80 | 62 | EF 86 | EF 59 | EF 59 | EF 52 | None | None | None | None | 0.00052 | 0.00052 | 3.67 | 26% | 19.5% | 26% | 19.5% | 18.17 | 18.17 | 5.96 | 10.25 | 1.14 | 0.87 |  | 14 | 80 | 80 | 66 | EF 95 | EF 60 | EF 60 | EF 74 | None | None | None | None | 0.000442 | 0.000364 | 8 | 10% | 7.5% | 5% | 3.75% | 38 | 44 | 19 | 13 | 0.3 | 0.25 |  | 15 | 92 | 95 | 70 | EF 200 | EF 67 | EF 70 | EF 82 | Wrap 5 ft | Valve | Valve & LF | Valve & TS
AC | Wall Furnace | Slab-on-grade | 13 | 13 | 2 | 78-92 | 2400 | 0.11502 | 0.00052 | 0.00052 | 3.67 | 26% | 16.9% | 26% | 16.9% | 18.17 | 18.17 | 5.96 | 10.25 | 1.14 | 0.87 |  | 11.4 | 80 | 80 | 62 | EF 86 | EF 59 | EF 59 | EF 52 | None | None | None | None | 0.00052 | 0.00052 | 3.67 | 26% | 16.9% | 26% | 16.9% | 18.17 | 18.17 | 5.96 | 10.25 | 1.14 | 0.87 |  | 14 | 80 | 80 | 66 | EF 95 | EF 60 | EF 60 | EF 74 | None | None | None | None | 0.000442 | 0.000364 | 8 | 10% | 6.5% | 5% | 3.25% | 38 | 44 | 19 | 13 | 0.3 | 0.25 |  | 15 | 92 | 95 | 70 | EF 200 | EF 67 | EF 70 | EF 82 | Wrap 5 ft | Valve | Valve & LF | Valve & TS
No AC | Wall Furnace | Crawlspace | 13 | 13 | 1 | 78-92 | 1810 | 0.11502 | 0.00052 | 0.00052 | 3.67 | 26% | 19.5% | 26% | 19.5% | 18.17 | 18.17 | 5.96 | 10.25 | 1.14 | 0.87 |  | 11.4 | 80 | 80 | 62 | EF 86 | EF 59 | EF 59 | EF 52 | None | None | None | None | 0.00052 | 0.00052 | 3.67 | 26% | 19.5% | 26% | 19.5% | 18.17 | 18.17 | 5.96 | 10.25 | 1.14 | 0.87 |  | 14 | 80 | 80 | 66 | EF 95 | EF 60 | EF 60 | EF 74 | None | None | None | None | 0.000442 | 0.000364 | 8 | 10% | 7.5% | 5% | 3.75% | 38 | 44 | 19 | 13 | 0.3 | 0.25 |  | 15 | 92 | 95 | 70 | EF 200 | EF 67 | EF 70 | EF 82 | Wrap 5 ft | Valve | Valve & LF | Valve & TS
No AC | Wall Furnace | Crawlspace | 13 | 13 | 2 | 78-92 | 2400 | 0.11502 | 0.00052 | 0.00052 | 3.67 | 26% | 16.9% | 26% | 16.9% | 18.17 | 18.17 | 5.96 | 10.25 | 1.14 | 0.87 |  | 11.4 | 80 | 80 | 62 | EF 86 | EF 59 | EF 59 | EF 52 | None | None | None | None | 0.00052 | 0.00052 | 3.67 | 26% | 16.9% | 26% | 16.9% | 18.17 | 18.17 | 5.96 | 10.25 | 1.14 | 0.87 |  | 14 | 80 | 80 | 66 | EF 95 | EF 60 | EF 60 | EF 74 | None | None | None | None | 0.000442 | 0.000364 | 8 | 10% | 6.5% | 5% | 3.25% | 38 | 44 | 19 | 13 | 0.3 | 0.25 |  | 15 | 92 | 95 | 70 | EF 200 | EF 67 | EF 70 | EF 82 | Wrap 5 ft | Valve | Valve & LF | Valve & TS
AC | Wall Furnace | Crawlspace | 13 | 13 | 1 | 78-92 | 1810 | 0.11502 | 0.00052 | 0.00052 | 3.67 | 26% | 19.5% | 26% | 19.5% | 18.17 | 18.17 | 5.96 | 10.25 | 1.14 | 0.87 |  | 11.4 | 80 | 80 | 62 | EF 86 | EF 59 | EF 59 | EF 52 | None | None | None | None | 0.00052 | 0.00052 | 3.67 | 26% | 19.5% | 26% | 19.5% | 18.17 | 18.17 | 5.96 | 10.25 | 1.14 | 0.87 |  | 14 | 80 | 80 | 66 | EF 95 | EF 60 | EF 60 | EF 74 | None | None | None | None | 0.000442 | 0.000364 | 8 | 10% | 7.5% | 5% | 3.75% | 38 | 44 | 19 | 13 | 0.3 | 0.25 |  | 15 | 92 | 95 | 70 | EF 200 | EF 67 | EF 70 | EF 82 | Wrap 5 ft | Valve | Valve & LF | Valve & TS
AC | Wall Furnace | Crawlspace | 13 | 13 | 2 | 78-92 | 2400 | 0.11502 | 0.00052 | 0.00052 | 3.67 | 26% | 16.9% | 26% | 16.9% | 18.17 | 18.17 | 5.96 | 10.25 | 1.14 | 0.87 |  | 11.4 | 80 | 80 | 62 | EF 86 | EF 59 | EF 59 | EF 52 | None | None | None | None | 0.00052 | 0.00052 | 3.67 | 26% | 16.9% | 26% | 16.9% | 18.17 | 18.17 | 5.96 | 10.25 | 1.14 | 0.87 |  | 14 | 80 | 80 | 66 | EF 95 | EF 60 | EF 60 | EF 74 | None | None | None | None | 0.000442 | 0.000364 | 8 | 10% | 6.5% | 5% | 3.25% | 38 | 44 | 19 | 13 | 0.3 | 0.25 |  | 15 | 92 | 95 | 70 | EF 200 | EF 67 | EF 70 | EF 82 | Wrap 5 ft | Valve | Valve & LF | Valve & TS
No AC | Wall Furnace | Slab-on-grade | 13 | 13 | 1 | 93-01 | 1910 | 0.2 | 0.00046 | 0.00046 | 4.26 | 22% | 16.5% | 22% | 16.5% | 22.91 | 22.91 | 5.96 | 10.25 | 0.57 | 0.55 |  | 11.4 | 80 | 80 | 62 | EF 86 | EF 59 | EF 59 | EF 52 | None | None | None | None | 0.00046 | 0.00046 | 4.26 | 22% | 16.5% | 22% | 16.5% | 22.91 | 22.91 | 5.96 | 10.25 | 0.57 | 0.55 |  | 14 | 80 | 80 | 66 | EF 95 | EF 60 | EF 60 | EF 74 | None | None | None | None | 0.000391 | 0.000322 | 8 | 10% | 7.5% | 5% | 3.75% | 38 | 44 | 19 | 13 | 0.3 | 0.25 |  | 15 | 92 | 95 | 70 | EF 200 | EF 67 | EF 70 | EF 82 | Wrap 5 ft | Valve | Valve & LF | Valve & TS
No AC | Wall Furnace | Slab-on-grade | 13 | 13 | 2 | 93-01 | 2730 | 0.2 | 0.00046 | 0.00046 | 4.26 | 22% | 14.3% | 22% | 14.3% | 22.91 | 22.91 | 5.96 | 10.25 | 0.57 | 0.55 |  | 11.4 | 80 | 80 | 62 | EF 86 | EF 59 | EF 59 | EF 52 | None | None | None | None | 0.00046 | 0.00046 | 4.26 | 22% | 14.3% | 22% | 14.3% | 22.91 | 22.91 | 5.96 | 10.25 | 0.57 | 0.55 |  | 14 | 80 | 80 | 66 | EF 95 | EF 60 | EF 60 | EF 74 | None | None | None | None | 0.000391 | 0.000322 | 8 | 10% | 6.5% | 5% | 3.25% | 38 | 44 | 19 | 13 | 0.3 | 0.25 |  | 15 | 92 | 95 | 70 | EF 200 | EF 67 | EF 70 | EF 82 | Wrap 5 ft | Valve | Valve & LF | Valve & TS
AC | Wall Furnace | Slab-on-grade | 13 | 13 | 1 | 93-01 | 1910 | 0.2 | 0.00046 | 0.00046 | 4.26 | 22% | 16.5% | 22% | 16.5% | 22.91 | 22.91 | 5.96 | 10.25 | 0.57 | 0.55 |  | 11.4 | 80 | 80 | 62 | EF 86 | EF 59 | EF 59 | EF 52 | None | None | None | None | 0.00046 | 0.00046 | 4.26 | 22% | 16.5% | 22% | 16.5% | 22.91 | 22.91 | 5.96 | 10.25 | 0.57 | 0.55 |  | 14 | 80 | 80 | 66 | EF 95 | EF 60 | EF 60 | EF 74 | None | None | None | None | 0.000391 | 0.000322 | 8 | 10% | 7.5% | 5% | 3.75% | 38 | 44 | 19 | 13 | 0.3 | 0.25 |  | 15 | 92 | 95 | 70 | EF 200 | EF 67 | EF 70 | EF 82 | Wrap 5 ft | Valve | Valve & LF | Valve & TS
AC | Wall Furnace | Slab-on-grade | 13 | 13 | 2 | 93-01 | 2730 | 0.2 | 0.00046 | 0.00046 | 4.26 | 22% | 14.3% | 22% | 14.3% | 22.91 | 22.91 | 5.96 | 10.25 | 0.57 | 0.55 |  | 11.4 | 80 | 80 | 62 | EF 86 | EF 59 | EF 59 | EF 52 | None | None | None | None | 0.00046 | 0.00046 | 4.26 | 22% | 14.3% | 22% | 14.3% | 22.91 | 22.91 | 5.96 | 10.25 | 0.57 | 0.55 |  | 14 | 80 | 80 | 66 | EF 95 | EF 60 | EF 60 | EF 74 | None | None | None | None | 0.000391 | 0.000322 | 8 | 10% | 6.5% | 5% | 3.25% | 38 | 44 | 19 | 13 | 0.3 | 0.25 |  | 15 | 92 | 95 | 70 | EF 200 | EF 67 | EF 70 | EF 82 | Wrap 5 ft | Valve | Valve & LF | Valve & TS
No AC | Wall Furnace | Crawlspace | 13 | 13 | 1 | 93-01 | 1910 | 0.2 | 0.00046 | 0.00046 | 4.26 | 22% | 16.5% | 22% | 16.5% | 22.91 | 22.91 | 5.96 | 10.25 | 0.57 | 0.55 |  | 11.4 | 80 | 80 | 62 | EF 86 | EF 59 | EF 59 | EF 52 | None | None | None | None | 0.00046 | 0.00046 | 4.26 | 22% | 16.5% | 22% | 16.5% | 22.91 | 22.91 | 5.96 | 10.25 | 0.57 | 0.55 |  | 14 | 80 | 80 | 66 | EF 95 | EF 60 | EF 60 | EF 74 | None | None | None | None | 0.000391 | 0.000322 | 8 | 10% | 7.5% | 5% | 3.75% | 38 | 44 | 19 | 13 | 0.3 | 0.25 |  | 15 | 92 | 95 | 70 | EF 200 | EF 67 | EF 70 | EF 82 | Wrap 5 ft | Valve | Valve & LF | Valve & TS
No AC | Wall Furnace | Crawlspace | 13 | 13 | 2 | 93-01 | 2730 | 0.2 | 0.00046 | 0.00046 | 4.26 | 22% | 14.3% | 22% | 14.3% | 22.91 | 22.91 | 5.96 | 10.25 | 0.57 | 0.55 |  | 11.4 | 80 | 80 | 62 | EF 86 | EF 59 | EF 59 | EF 52 | None | None | None | None | 0.00046 | 0.00046 | 4.26 | 22% | 14.3% | 22% | 14.3% | 22.91 | 22.91 | 5.96 | 10.25 | 0.57 | 0.55 |  | 14 | 80 | 80 | 66 | EF 95 | EF 60 | EF 60 | EF 74 | None | None | None | None | 0.000391 | 0.000322 | 8 | 10% | 6.5% | 5% | 3.25% | 38 | 44 | 19 | 13 | 0.3 | 0.25 |  | 15 | 92 | 95 | 70 | EF 200 | EF 67 | EF 70 | EF 82 | Wrap 5 ft | Valve | Valve & LF | Valve & TS
AC | Wall Furnace | Crawlspace | 13 | 13 | 1 | 93-01 | 1910 | 0.2 | 0.00046 | 0.00046 | 4.26 | 22% | 16.5% | 22% | 16.5% | 22.91 | 22.91 | 5.96 | 10.25 | 0.57 | 0.55 |  | 11.4 | 80 | 80 | 62 | EF 86 | EF 59 | EF 59 | EF 52 | None | None | None | None | 0.00046 | 0.00046 | 4.26 | 22% | 16.5% | 22% | 16.5% | 22.91 | 22.91 | 5.96 | 10.25 | 0.57 | 0.55 |  | 14 | 80 | 80 | 66 | EF 95 | EF 60 | EF 60 | EF 74 | None | None | None | None | 0.000391 | 0.000322 | 8 | 10% | 7.5% | 5% | 3.75% | 38 | 44 | 19 | 13 | 0.3 | 0.25 |  | 15 | 92 | 95 | 70 | EF 200 | EF 67 | EF 70 | EF 82 | Wrap 5 ft | Valve | Valve & LF | Valve & TS
AC | Wall Furnace | Crawlspace | 13 | 13 | 2 | 93-01 | 2730 | 0.2 | 0.00046 | 0.00046 | 4.26 | 22% | 14.3% | 22% | 14.3% | 22.91 | 22.91 | 5.96 | 10.25 | 0.57 | 0.55 |  | 11.4 | 80 | 80 | 62 | EF 86 | EF 59 | EF 59 | EF 52 | None | None | None | None | 0.00046 | 0.00046 | 4.26 | 22% | 14.3% | 22% | 14.3% | 22.91 | 22.91 | 5.96 | 10.25 | 0.57 | 0.55 |  | 14 | 80 | 80 | 66 | EF 95 | EF 60 | EF 60 | EF 74 | None | None | None | None | 0.000391 | 0.000322 | 8 | 10% | 6.5% | 5% | 3.25% | 38 | 44 | 19 | 13 | 0.3 | 0.25 |  | 15 | 92 | 95 | 70 | EF 200 | EF 67 | EF 70 | EF 82 | Wrap 5 ft | Valve | Valve & LF | Valve & TS
No AC | Furnace | Slab-on-grade | 14 | 13 | 1 | pre78 | 1600 | 0.14016 | 0.00071 | 0.00071 | 3.32 | 33% | 24.75% | 33% | 24.75% | 15.41 | 15.41 | 1.34 | 3.1 | 1.23 | 0.87 |  | 11.4 | 80 | 80 | 62 | EF 86 | EF 59 | EF 59 | EF 52 | None | None | None | None | 0.00071 | 0.00071 | 3.32 | 33% | 24.75% | 33% | 24.75% | 15.41 | 15.41 | 1.34 | 3.1 | 1.23 | 0.87 |  | 14 | 80 | 80 | 66 | EF 95 | EF 60 | EF 60 | EF 74 | None | None | None | None | 0.0006035 | 0.000497 | 8 | 10% | 7.5% | 5% | 3.75% | 38 | 44 | 19 | 13 | 0.3 | 0.25 |  | 15 | 92 | 95 | 70 | EF 200 | EF 67 | EF 70 | EF 82 | Wrap 5 ft | Valve | Valve & LF | Valve & TS
No AC | Furnace | Slab-on-grade | 14 | 13 | 2 | pre78 | 1990 | 0.14016 | 0.00071 | 0.00071 | 3.32 | 33% | 21.45% | 33% | 21.45% | 15.41 | 15.41 | 1.34 | 3.1 | 1.23 | 0.87 |  | 11.4 | 80 | 80 | 62 | EF 86 | EF 59 | EF 59 | EF 52 | None | None | None | None | 0.00071 | 0.00071 | 3.32 | 33% | 21.45% | 33% | 21.45% | 15.41 | 15.41 | 1.34 | 3.1 | 1.23 | 0.87 |  | 14 | 80 | 80 | 66 | EF 95 | EF 60 | EF 60 | EF 74 | None | None | None | None | 0.0006035 | 0.000497 | 8 | 10% | 6.5% | 5% | 3.25% | 38 | 44 | 19 | 13 | 0.3 | 0.25 |  | 15 | 92 | 95 | 70 | EF 200 | EF 67 | EF 70 | EF 82 | Wrap 5 ft | Valve | Valve & LF | Valve & TS
AC | Furnace | Slab-on-grade | 14 | 13 | 1 | pre78 | 1600 | 0.14016 | 0.00071 | 0.00071 | 3.32 | 33% | 24.75% | 33% | 24.75% | 15.41 | 15.41 | 1.34 | 3.1 | 1.23 | 0.87 |  | 11.4 | 80 | 80 | 62 | EF 86 | EF 59 | EF 59 | EF 52 | None | None | None | None | 0.00071 | 0.00071 | 3.32 | 33% | 24.75% | 33% | 24.75% | 15.41 | 15.41 | 1.34 | 3.1 | 1.23 | 0.87 |  | 14 | 80 | 80 | 66 | EF 95 | EF 60 | EF 60 | EF 74 | None | None | None | None | 0.0006035 | 0.000497 | 8 | 10% | 7.5% | 5% | 3.75% | 38 | 44 | 19 | 13 | 0.3 | 0.25 |  | 15 | 92 | 95 | 70 | EF 200 | EF 67 | EF 70 | EF 82 | Wrap 5 ft | Valve | Valve & LF | Valve & TS
AC | Furnace | Slab-on-grade | 14 | 13 | 2 | pre78 | 1990 | 0.14016 | 0.00071 | 0.00071 | 3.32 | 33% | 21.45% | 33% | 21.45% | 15.41 | 15.41 | 1.34 | 3.1 | 1.23 | 0.87 |  | 11.4 | 80 | 80 | 62 | EF 86 | EF 59 | EF 59 | EF 52 | None | None | None | None | 0.00071 | 0.00071 | 3.32 | 33% | 21.45% | 33% | 21.45% | 15.41 | 15.41 | 1.34 | 3.1 | 1.23 | 0.87 |  | 14 | 80 | 80 | 66 | EF 95 | EF 60 | EF 60 | EF 74 | None | None | None | None | 0.0006035 | 0.000497 | 8 | 10% | 6.5% | 5% | 3.25% | 38 | 44 | 19 | 13 | 0.3 | 0.25 |  | 15 | 92 | 95 | 70 | EF 200 | EF 67 | EF 70 | EF 82 | Wrap 5 ft | Valve | Valve & LF | Valve & TS
No AC | Furnace | Crawlspace | 14 | 13 | 1 | pre78 | 1600 | 0.14016 | 0.00071 | 0.00071 | 3.32 | 33% | 24.75% | 33% | 24.75% | 15.41 | 15.41 | 1.34 | 3.1 | 1.23 | 0.87 |  | 11.4 | 80 | 80 | 62 | EF 86 | EF 59 | EF 59 | EF 52 | None | None | None | None | 0.00071 | 0.00071 | 3.32 | 33% | 24.75% | 33% | 24.75% | 15.41 | 15.41 | 1.34 | 3.1 | 1.23 | 0.87 |  | 14 | 80 | 80 | 66 | EF 95 | EF 60 | EF 60 | EF 74 | None | None | None | None | 0.0006035 | 0.000497 | 8 | 10% | 7.5% | 5% | 3.75% | 38 | 44 | 19 | 13 | 0.3 | 0.25 |  | 15 | 92 | 95 | 70 | EF 200 | EF 67 | EF 70 | EF 82 | Wrap 5 ft | Valve | Valve & LF | Valve & TS
No AC | Furnace | Crawlspace | 14 | 13 | 2 | pre78 | 1990 | 0.14016 | 0.00071 | 0.00071 | 3.32 | 33% | 21.45% | 33% | 21.45% | 15.41 | 15.41 | 1.34 | 3.1 | 1.23 | 0.87 |  | 11.4 | 80 | 80 | 62 | EF 86 | EF 59 | EF 59 | EF 52 | None | None | None | None | 0.00071 | 0.00071 | 3.32 | 33% | 21.45% | 33% | 21.45% | 15.41 | 15.41 | 1.34 | 3.1 | 1.23 | 0.87 |  | 14 | 80 | 80 | 66 | EF 95 | EF 60 | EF 60 | EF 74 | None | None | None | None | 0.0006035 | 0.000497 | 8 | 10% | 6.5% | 5% | 3.25% | 38 | 44 | 19 | 13 | 0.3 | 0.25 |  | 15 | 92 | 95 | 70 | EF 200 | EF 67 | EF 70 | EF 82 | Wrap 5 ft | Valve | Valve & LF | Valve & TS
AC | Furnace | Crawlspace | 14 | 13 | 1 | pre78 | 1600 | 0.14016 | 0.00071 | 0.00071 | 3.32 | 33% | 24.75% | 33% | 24.75% | 15.41 | 15.41 | 1.34 | 3.1 | 1.23 | 0.87 |  | 11.4 | 80 | 80 | 62 | EF 86 | EF 59 | EF 59 | EF 52 | None | None | None | None | 0.00071 | 0.00071 | 3.32 | 33% | 24.75% | 33% | 24.75% | 15.41 | 15.41 | 1.34 | 3.1 | 1.23 | 0.87 |  | 14 | 80 | 80 | 66 | EF 95 | EF 60 | EF 60 | EF 74 | None | None | None | None | 0.0006035 | 0.000497 | 8 | 10% | 7.5% | 5% | 3.75% | 38 | 44 | 19 | 13 | 0.3 | 0.25 |  | 15 | 92 | 95 | 70 | EF 200 | EF 67 | EF 70 | EF 82 | Wrap 5 ft | Valve | Valve & LF | Valve & TS
AC | Furnace | Crawlspace | 14 | 13 | 2 | pre78 | 1990 | 0.14016 | 0.00071 | 0.00071 | 3.32 | 33% | 21.45% | 33% | 21.45% | 15.41 | 15.41 | 1.34 | 3.1 | 1.23 | 0.87 |  | 11.4 | 80 | 80 | 62 | EF 86 | EF 59 | EF 59 | EF 52 | None | None | None | None | 0.00071 | 0.00071 | 3.32 | 33% | 21.45% | 33% | 21.45% | 15.41 | 15.41 | 1.34 | 3.1 | 1.23 | 0.87 |  | 14 | 80 | 80 | 66 | EF 95 | EF 60 | EF 60 | EF 74 | None | None | None | None | 0.0006035 | 0.000497 | 8 | 10% | 6.5% | 5% | 3.25% | 38 | 44 | 19 | 13 | 0.3 | 0.25 |  | 15 | 92 | 95 | 70 | EF 200 | EF 67 | EF 70 | EF 82 | Wrap 5 ft | Valve | Valve & LF | Valve & TS
No AC | Furnace | Slab-on-grade | 14 | 13 | 1 | 78-92 | 1810 | 0.11502 | 0.00052 | 0.00052 | 3.67 | 26% | 19.5% | 26% | 19.5% | 18.17 | 18.17 | 5.96 | 10.25 | 1.14 | 0.87 |  | 11.4 | 80 | 80 | 62 | EF 86 | EF 59 | EF 59 | EF 52 | None | None | None | None | 0.00052 | 0.00052 | 3.67 | 26% | 19.5% | 26% | 19.5% | 18.17 | 18.17 | 5.96 | 10.25 | 1.14 | 0.87 |  | 14 | 80 | 80 | 66 | EF 95 | EF 60 | EF 60 | EF 74 | None | None | None | None | 0.000442 | 0.000364 | 8 | 10% | 7.5% | 5% | 3.75% | 38 | 44 | 19 | 13 | 0.3 | 0.25 |  | 15 | 92 | 95 | 70 | EF 200 | EF 67 | EF 70 | EF 82 | Wrap 5 ft | Valve | Valve & LF | Valve & TS
No AC | Furnace | Slab-on-grade | 14 | 13 | 2 | 78-92 | 2400 | 0.11502 | 0.00052 | 0.00052 | 3.67 | 26% | 16.9% | 26% | 16.9% | 18.17 | 18.17 | 5.96 | 10.25 | 1.14 | 0.87 |  | 11.4 | 80 | 80 | 62 | EF 86 | EF 59 | EF 59 | EF 52 | None | None | None | None | 0.00052 | 0.00052 | 3.67 | 26% | 16.9% | 26% | 16.9% | 18.17 | 18.17 | 5.96 | 10.25 | 1.14 | 0.87 |  | 14 | 80 | 80 | 66 | EF 95 | EF 60 | EF 60 | EF 74 | None | None | None | None | 0.000442 | 0.000364 | 8 | 10% | 6.5% | 5% | 3.25% | 38 | 44 | 19 | 13 | 0.3 | 0.25 |  | 15 | 92 | 95 | 70 | EF 200 | EF 67 | EF 70 | EF 82 | Wrap 5 ft | Valve | Valve & LF | Valve & TS
AC | Furnace | Slab-on-grade | 14 | 13 | 1 | 78-92 | 1810 | 0.11502 | 0.00052 | 0.00052 | 3.67 | 26% | 19.5% | 26% | 19.5% | 18.17 | 18.17 | 5.96 | 10.25 | 1.14 | 0.87 |  | 11.4 | 80 | 80 | 62 | EF 86 | EF 59 | EF 59 | EF 52 | None | None | None | None | 0.00052 | 0.00052 | 3.67 | 26% | 19.5% | 26% | 19.5% | 18.17 | 18.17 | 5.96 | 10.25 | 1.14 | 0.87 |  | 14 | 80 | 80 | 66 | EF 95 | EF 60 | EF 60 | EF 74 | None | None | None | None | 0.000442 | 0.000364 | 8 | 10% | 7.5% | 5% | 3.75% | 38 | 44 | 19 | 13 | 0.3 | 0.25 |  | 15 | 92 | 95 | 70 | EF 200 | EF 67 | EF 70 | EF 82 | Wrap 5 ft | Valve | Valve & LF | Valve & TS
AC | Furnace | Slab-on-grade | 14 | 13 | 2 | 78-92 | 2400 | 0.11502 | 0.00052 | 0.00052 | 3.67 | 26% | 16.9% | 26% | 16.9% | 18.17 | 18.17 | 5.96 | 10.25 | 1.14 | 0.87 |  | 11.4 | 80 | 80 | 62 | EF 86 | EF 59 | EF 59 | EF 52 | None | None | None | None | 0.00052 | 0.00052 | 3.67 | 26% | 16.9% | 26% | 16.9% | 18.17 | 18.17 | 5.96 | 10.25 | 1.14 | 0.87 |  | 14 | 80 | 80 | 66 | EF 95 | EF 60 | EF 60 | EF 74 | None | None | None | None | 0.000442 | 0.000364 | 8 | 10% | 6.5% | 5% | 3.25% | 38 | 44 | 19 | 13 | 0.3 | 0.25 |  | 15 | 92 | 95 | 70 | EF 200 | EF 67 | EF 70 | EF 82 | Wrap 5 ft | Valve | Valve & LF | Valve & TS
No AC | Furnace | Crawlspace | 14 | 13 | 1 | 78-92 | 1810 | 0.11502 | 0.00052 | 0.00052 | 3.67 | 26% | 19.5% | 26% | 19.5% | 18.17 | 18.17 | 5.96 | 10.25 | 1.14 | 0.87 |  | 11.4 | 80 | 80 | 62 | EF 86 | EF 59 | EF 59 | EF 52 | None | None | None | None | 0.00052 | 0.00052 | 3.67 | 26% | 19.5% | 26% | 19.5% | 18.17 | 18.17 | 5.96 | 10.25 | 1.14 | 0.87 |  | 14 | 80 | 80 | 66 | EF 95 | EF 60 | EF 60 | EF 74 | None | None | None | None | 0.000442 | 0.000364 | 8 | 10% | 7.5% | 5% | 3.75% | 38 | 44 | 19 | 13 | 0.3 | 0.25 |  | 15 | 92 | 95 | 70 | EF 200 | EF 67 | EF 70 | EF 82 | Wrap 5 ft | Valve | Valve & LF | Valve & TS
No AC | Furnace | Crawlspace | 14 | 13 | 2 | 78-92 | 2400 | 0.11502 | 0.00052 | 0.00052 | 3.67 | 26% | 16.9% | 26% | 16.9% | 18.17 | 18.17 | 5.96 | 10.25 | 1.14 | 0.87 |  | 11.4 | 80 | 80 | 62 | EF 86 | EF 59 | EF 59 | EF 52 | None | None | None | None | 0.00052 | 0.00052 | 3.67 | 26% | 16.9% | 26% | 16.9% | 18.17 | 18.17 | 5.96 | 10.25 | 1.14 | 0.87 |  | 14 | 80 | 80 | 66 | EF 95 | EF 60 | EF 60 | EF 74 | None | None | None | None | 0.000442 | 0.000364 | 8 | 10% | 6.5% | 5% | 3.25% | 38 | 44 | 19 | 13 | 0.3 | 0.25 |  | 15 | 92 | 95 | 70 | EF 200 | EF 67 | EF 70 | EF 82 | Wrap 5 ft | Valve | Valve & LF | Valve & TS
AC | Furnace | Crawlspace | 14 | 13 | 1 | 78-92 | 1810 | 0.11502 | 0.00052 | 0.00052 | 3.67 | 26% | 19.5% | 26% | 19.5% | 18.17 | 18.17 | 5.96 | 10.25 | 1.14 | 0.87 |  | 11.4 | 80 | 80 | 62 | EF 86 | EF 59 | EF 59 | EF 52 | None | None | None | None | 0.00052 | 0.00052 | 3.67 | 26% | 19.5% | 26% | 19.5% | 18.17 | 18.17 | 5.96 | 10.25 | 1.14 | 0.87 |  | 14 | 80 | 80 | 66 | EF 95 | EF 60 | EF 60 | EF 74 | None | None | None | None | 0.000442 | 0.000364 | 8 | 10% | 7.5% | 5% | 3.75% | 38 | 44 | 19 | 13 | 0.3 | 0.25 |  | 15 | 92 | 95 | 70 | EF 200 | EF 67 | EF 70 | EF 82 | Wrap 5 ft | Valve | Valve & LF | Valve & TS
AC | Furnace | Crawlspace | 14 | 13 | 2 | 78-92 | 2400 | 0.11502 | 0.00052 | 0.00052 | 3.67 | 26% | 16.9% | 26% | 16.9% | 18.17 | 18.17 | 5.96 | 10.25 | 1.14 | 0.87 |  | 11.4 | 80 | 80 | 62 | EF 86 | EF 59 | EF 59 | EF 52 | None | None | None | None | 0.00052 | 0.00052 | 3.67 | 26% | 16.9% | 26% | 16.9% | 18.17 | 18.17 | 5.96 | 10.25 | 1.14 | 0.87 |  | 14 | 80 | 80 | 66 | EF 95 | EF 60 | EF 60 | EF 74 | None | None | None | None | 0.000442 | 0.000364 | 8 | 10% | 6.5% | 5% | 3.25% | 38 | 44 | 19 | 13 | 0.3 | 0.25 |  | 15 | 92 | 95 | 70 | EF 200 | EF 67 | EF 70 | EF 82 | Wrap 5 ft | Valve | Valve & LF | Valve & TS
No AC | Furnace | Slab-on-grade | 14 | 13 | 1 | 93-01 | 1910 | 0.2 | 0.00046 | 0.00046 | 4.26 | 22% | 16.5% | 22% | 16.5% | 22.91 | 22.91 | 5.96 | 10.25 | 0.57 | 0.55 |  | 11.4 | 80 | 80 | 62 | EF 86 | EF 59 | EF 59 | EF 52 | None | None | None | None | 0.00046 | 0.00046 | 4.26 | 22% | 16.5% | 22% | 16.5% | 22.91 | 22.91 | 5.96 | 10.25 | 0.57 | 0.55 |  | 14 | 80 | 80 | 66 | EF 95 | EF 60 | EF 60 | EF 74 | None | None | None | None | 0.000391 | 0.000322 | 8 | 10% | 7.5% | 5% | 3.75% | 38 | 44 | 19 | 13 | 0.3 | 0.25 |  | 15 | 92 | 95 | 70 | EF 200 | EF 67 | EF 70 | EF 82 | Wrap 5 ft | Valve | Valve & LF | Valve & TS
No AC | Furnace | Slab-on-grade | 14 | 13 | 2 | 93-01 | 2730 | 0.2 | 0.00046 | 0.00046 | 4.26 | 22% | 14.3% | 22% | 14.3% | 22.91 | 22.91 | 5.96 | 10.25 | 0.57 | 0.55 |  | 11.4 | 80 | 80 | 62 | EF 86 | EF 59 | EF 59 | EF 52 | None | None | None | None | 0.00046 | 0.00046 | 4.26 | 22% | 14.3% | 22% | 14.3% | 22.91 | 22.91 | 5.96 | 10.25 | 0.57 | 0.55 |  | 14 | 80 | 80 | 66 | EF 95 | EF 60 | EF 60 | EF 74 | None | None | None | None | 0.000391 | 0.000322 | 8 | 10% | 6.5% | 5% | 3.25% | 38 | 44 | 19 | 13 | 0.3 | 0.25 |  | 15 | 92 | 95 | 70 | EF 200 | EF 67 | EF 70 | EF 82 | Wrap 5 ft | Valve | Valve & LF | Valve & TS
AC | Furnace | Slab-on-grade | 14 | 13 | 1 | 93-01 | 1910 | 0.2 | 0.00046 | 0.00046 | 4.26 | 22% | 16.5% | 22% | 16.5% | 22.91 | 22.91 | 5.96 | 10.25 | 0.57 | 0.55 |  | 11.4 | 80 | 80 | 62 | EF 86 | EF 59 | EF 59 | EF 52 | None | None | None | None | 0.00046 | 0.00046 | 4.26 | 22% | 16.5% | 22% | 16.5% | 22.91 | 22.91 | 5.96 | 10.25 | 0.57 | 0.55 |  | 14 | 80 | 80 | 66 | EF 95 | EF 60 | EF 60 | EF 74 | None | None | None | None | 0.000391 | 0.000322 | 8 | 10% | 7.5% | 5% | 3.75% | 38 | 44 | 19 | 13 | 0.3 | 0.25 |  | 15 | 92 | 95 | 70 | EF 200 | EF 67 | EF 70 | EF 82 | Wrap 5 ft | Valve | Valve & LF | Valve & TS
AC | Furnace | Slab-on-grade | 14 | 13 | 2 | 93-01 | 2730 | 0.2 | 0.00046 | 0.00046 | 4.26 | 22% | 14.3% | 22% | 14.3% | 22.91 | 22.91 | 5.96 | 10.25 | 0.57 | 0.55 |  | 11.4 | 80 | 80 | 62 | EF 86 | EF 59 | EF 59 | EF 52 | None | None | None | None | 0.00046 | 0.00046 | 4.26 | 22% | 14.3% | 22% | 14.3% | 22.91 | 22.91 | 5.96 | 10.25 | 0.57 | 0.55 |  | 14 | 80 | 80 | 66 | EF 95 | EF 60 | EF 60 | EF 74 | None | None | None | None | 0.000391 | 0.000322 | 8 | 10% | 6.5% | 5% | 3.25% | 38 | 44 | 19 | 13 | 0.3 | 0.25 |  | 15 | 92 | 95 | 70 | EF 200 | EF 67 | EF 70 | EF 82 | Wrap 5 ft | Valve | Valve & LF | Valve & TS
No AC | Furnace | Crawlspace | 14 | 13 | 1 | 93-01 | 1910 | 0.2 | 0.00046 | 0.00046 | 4.26 | 22% | 16.5% | 22% | 16.5% | 22.91 | 22.91 | 5.96 | 10.25 | 0.57 | 0.55 |  | 11.4 | 80 | 80 | 62 | EF 86 | EF 59 | EF 59 | EF 52 | None | None | None | None | 0.00046 | 0.00046 | 4.26 | 22% | 16.5% | 22% | 16.5% | 22.91 | 22.91 | 5.96 | 10.25 | 0.57 | 0.55 |  | 14 | 80 | 80 | 66 | EF 95 | EF 60 | EF 60 | EF 74 | None | None | None | None | 0.000391 | 0.000322 | 8 | 10% | 7.5% | 5% | 3.75% | 38 | 44 | 19 | 13 | 0.3 | 0.25 |  | 15 | 92 | 95 | 70 | EF 200 | EF 67 | EF 70 | EF 82 | Wrap 5 ft | Valve | Valve & LF | Valve & TS
No AC | Furnace | Crawlspace | 14 | 13 | 2 | 93-01 | 2730 | 0.2 | 0.00046 | 0.00046 | 4.26 | 22% | 14.3% | 22% | 14.3% | 22.91 | 22.91 | 5.96 | 10.25 | 0.57 | 0.55 |  | 11.4 | 80 | 80 | 62 | EF 86 | EF 59 | EF 59 | EF 52 | None | None | None | None | 0.00046 | 0.00046 | 4.26 | 22% | 14.3% | 22% | 14.3% | 22.91 | 22.91 | 5.96 | 10.25 | 0.57 | 0.55 |  | 14 | 80 | 80 | 66 | EF 95 | EF 60 | EF 60 | EF 74 | None | None | None | None | 0.000391 | 0.000322 | 8 | 10% | 6.5% | 5% | 3.25% | 38 | 44 | 19 | 13 | 0.3 | 0.25 |  | 15 | 92 | 95 | 70 | EF 200 | EF 67 | EF 70 | EF 82 | Wrap 5 ft | Valve | Valve & LF | Valve & TS
AC | Furnace | Crawlspace | 14 | 13 | 1 | 93-01 | 1910 | 0.2 | 0.00046 | 0.00046 | 4.26 | 22% | 16.5% | 22% | 16.5% | 22.91 | 22.91 | 5.96 | 10.25 | 0.57 | 0.55 |  | 11.4 | 80 | 80 | 62 | EF 86 | EF 59 | EF 59 | EF 52 | None | None | None | None | 0.00046 | 0.00046 | 4.26 | 22% | 16.5% | 22% | 16.5% | 22.91 | 22.91 | 5.96 | 10.25 | 0.57 | 0.55 |  | 14 | 80 | 80 | 66 | EF 95 | EF 60 | EF 60 | EF 74 | None | None | None | None | 0.000391 | 0.000322 | 8 | 10% | 7.5% | 5% | 3.75% | 38 | 44 | 19 | 13 | 0.3 | 0.25 |  | 15 | 92 | 95 | 70 | EF 200 | EF 67 | EF 70 | EF 82 | Wrap 5 ft | Valve | Valve & LF | Valve & TS
AC | Furnace | Crawlspace | 14 | 13 | 2 | 93-01 | 2730 | 0.2 | 0.00046 | 0.00046 | 4.26 | 22% | 14.3% | 22% | 14.3% | 22.91 | 22.91 | 5.96 | 10.25 | 0.57 | 0.55 |  | 11.4 | 80 | 80 | 62 | EF 86 | EF 59 | EF 59 | EF 52 | None | None | None | None | 0.00046 | 0.00046 | 4.26 | 22% | 14.3% | 22% | 14.3% | 22.91 | 22.91 | 5.96 | 10.25 | 0.57 | 0.55 |  | 14 | 80 | 80 | 66 | EF 95 | EF 60 | EF 60 | EF 74 | None | None | None | None | 0.000391 | 0.000322 | 8 | 10% | 6.5% | 5% | 3.25% | 38 | 44 | 19 | 13 | 0.3 | 0.25 |  | 15 | 92 | 95 | 70 | EF 200 | EF 67 | EF 70 | EF 82 | Wrap 5 ft | Valve | Valve & LF | Valve & TS
No AC | Wall Furnace | Slab-on-grade | 14 | 13 | 1 | pre78 | 1600 | 0.14016 | 0.00071 | 0.00071 | 3.32 | 33% | 24.75% | 33% | 24.75% | 15.41 | 15.41 | 1.34 | 3.1 | 1.23 | 0.87 |  | 11.4 | 80 | 80 | 62 | EF 86 | EF 59 | EF 59 | EF 52 | None | None | None | None | 0.00071 | 0.00071 | 3.32 | 33% | 24.75% | 33% | 24.75% | 15.41 | 15.41 | 1.34 | 3.1 | 1.23 | 0.87 |  | 14 | 80 | 80 | 66 | EF 95 | EF 60 | EF 60 | EF 74 | None | None | None | None | 0.0006035 | 0.000497 | 8 | 10% | 7.5% | 5% | 3.75% | 38 | 44 | 19 | 13 | 0.3 | 0.25 |  | 15 | 92 | 95 | 70 | EF 200 | EF 67 | EF 70 | EF 82 | Wrap 5 ft | Valve | Valve & LF | Valve & TS
No AC | Wall Furnace | Slab-on-grade | 14 | 13 | 2 | pre78 | 1990 | 0.14016 | 0.00071 | 0.00071 | 3.32 | 33% | 21.45% | 33% | 21.45% | 15.41 | 15.41 | 1.34 | 3.1 | 1.23 | 0.87 |  | 11.4 | 80 | 80 | 62 | EF 86 | EF 59 | EF 59 | EF 52 | None | None | None | None | 0.00071 | 0.00071 | 3.32 | 33% | 21.45% | 33% | 21.45% | 15.41 | 15.41 | 1.34 | 3.1 | 1.23 | 0.87 |  | 14 | 80 | 80 | 66 | EF 95 | EF 60 | EF 60 | EF 74 | None | None | None | None | 0.0006035 | 0.000497 | 8 | 10% | 6.5% | 5% | 3.25% | 38 | 44 | 19 | 13 | 0.3 | 0.25 |  | 15 | 92 | 95 | 70 | EF 200 | EF 67 | EF 70 | EF 82 | Wrap 5 ft | Valve | Valve & LF | Valve & TS
AC | Wall Furnace | Slab-on-grade | 14 | 13 | 1 | pre78 | 1600 | 0.14016 | 0.00071 | 0.00071 | 3.32 | 33% | 24.75% | 33% | 24.75% | 15.41 | 15.41 | 1.34 | 3.1 | 1.23 | 0.87 |  | 11.4 | 80 | 80 | 62 | EF 86 | EF 59 | EF 59 | EF 52 | None | None | None | None | 0.00071 | 0.00071 | 3.32 | 33% | 24.75% | 33% | 24.75% | 15.41 | 15.41 | 1.34 | 3.1 | 1.23 | 0.87 |  | 14 | 80 | 80 | 66 | EF 95 | EF 60 | EF 60 | EF 74 | None | None | None | None | 0.0006035 | 0.000497 | 8 | 10% | 7.5% | 5% | 3.75% | 38 | 44 | 19 | 13 | 0.3 | 0.25 |  | 15 | 92 | 95 | 70 | EF 200 | EF 67 | EF 70 | EF 82 | Wrap 5 ft | Valve | Valve & LF | Valve & TS
AC | Wall Furnace | Slab-on-grade | 14 | 13 | 2 | pre78 | 1990 | 0.14016 | 0.00071 | 0.00071 | 3.32 | 33% | 21.45% | 33% | 21.45% | 15.41 | 15.41 | 1.34 | 3.1 | 1.23 | 0.87 |  | 11.4 | 80 | 80 | 62 | EF 86 | EF 59 | EF 59 | EF 52 | None | None | None | None | 0.00071 | 0.00071 | 3.32 | 33% | 21.45% | 33% | 21.45% | 15.41 | 15.41 | 1.34 | 3.1 | 1.23 | 0.87 |  | 14 | 80 | 80 | 66 | EF 95 | EF 60 | EF 60 | EF 74 | None | None | None | None | 0.0006035 | 0.000497 | 8 | 10% | 6.5% | 5% | 3.25% | 38 | 44 | 19 | 13 | 0.3 | 0.25 |  | 15 | 92 | 95 | 70 | EF 200 | EF 67 | EF 70 | EF 82 | Wrap 5 ft | Valve | Valve & LF | Valve & TS
No AC | Wall Furnace | Crawlspace | 14 | 13 | 1 | pre78 | 1600 | 0.14016 | 0.00071 | 0.00071 | 3.32 | 33% | 24.75% | 33% | 24.75% | 15.41 | 15.41 | 1.34 | 3.1 | 1.23 | 0.87 |  | 11.4 | 80 | 80 | 62 | EF 86 | EF 59 | EF 59 | EF 52 | None | None | None | None | 0.00071 | 0.00071 | 3.32 | 33% | 24.75% | 33% | 24.75% | 15.41 | 15.41 | 1.34 | 3.1 | 1.23 | 0.87 |  | 14 | 80 | 80 | 66 | EF 95 | EF 60 | EF 60 | EF 74 | None | None | None | None | 0.0006035 | 0.000497 | 8 | 10% | 7.5% | 5% | 3.75% | 38 | 44 | 19 | 13 | 0.3 | 0.25 |  | 15 | 92 | 95 | 70 | EF 200 | EF 67 | EF 70 | EF 82 | Wrap 5 ft | Valve | Valve & LF | Valve & TS
No AC | Wall Furnace | Crawlspace | 14 | 13 | 2 | pre78 | 1990 | 0.14016 | 0.00071 | 0.00071 | 3.32 | 33% | 21.45% | 33% | 21.45% | 15.41 | 15.41 | 1.34 | 3.1 | 1.23 | 0.87 |  | 11.4 | 80 | 80 | 62 | EF 86 | EF 59 | EF 59 | EF 52 | None | None | None | None | 0.00071 | 0.00071 | 3.32 | 33% | 21.45% | 33% | 21.45% | 15.41 | 15.41 | 1.34 | 3.1 | 1.23 | 0.87 |  | 14 | 80 | 80 | 66 | EF 95 | EF 60 | EF 60 | EF 74 | None | None | None | None | 0.0006035 | 0.000497 | 8 | 10% | 6.5% | 5% | 3.25% | 38 | 44 | 19 | 13 | 0.3 | 0.25 |  | 15 | 92 | 95 | 70 | EF 200 | EF 67 | EF 70 | EF 82 | Wrap 5 ft | Valve | Valve & LF | Valve & TS
AC | Wall Furnace | Crawlspace | 14 | 13 | 1 | pre78 | 1600 | 0.14016 | 0.00071 | 0.00071 | 3.32 | 33% | 24.75% | 33% | 24.75% | 15.41 | 15.41 | 1.34 | 3.1 | 1.23 | 0.87 |  | 11.4 | 80 | 80 | 62 | EF 86 | EF 59 | EF 59 | EF 52 | None | None | None | None | 0.00071 | 0.00071 | 3.32 | 33% | 24.75% | 33% | 24.75% | 15.41 | 15.41 | 1.34 | 3.1 | 1.23 | 0.87 |  | 14 | 80 | 80 | 66 | EF 95 | EF 60 | EF 60 | EF 74 | None | None | None | None | 0.0006035 | 0.000497 | 8 | 10% | 7.5% | 5% | 3.75% | 38 | 44 | 19 | 13 | 0.3 | 0.25 |  | 15 | 92 | 95 | 70 | EF 200 | EF 67 | EF 70 | EF 82 | Wrap 5 ft | Valve | Valve & LF | Valve & TS
AC | Wall Furnace | Crawlspace | 14 | 13 | 2 | pre78 | 1990 | 0.14016 | 0.00071 | 0.00071 | 3.32 | 33% | 21.45% | 33% | 21.45% | 15.41 | 15.41 | 1.34 | 3.1 | 1.23 | 0.87 |  | 11.4 | 80 | 80 | 62 | EF 86 | EF 59 | EF 59 | EF 52 | None | None | None | None | 0.00071 | 0.00071 | 3.32 | 33% | 21.45% | 33% | 21.45% | 15.41 | 15.41 | 1.34 | 3.1 | 1.23 | 0.87 |  | 14 | 80 | 80 | 66 | EF 95 | EF 60 | EF 60 | EF 74 | None | None | None | None | 0.0006035 | 0.000497 | 8 | 10% | 6.5% | 5% | 3.25% | 38 | 44 | 19 | 13 | 0.3 | 0.25 |  | 15 | 92 | 95 | 70 | EF 200 | EF 67 | EF 70 | EF 82 | Wrap 5 ft | Valve | Valve & LF | Valve & TS
No AC | Wall Furnace | Slab-on-grade | 14 | 13 | 1 | 78-92 | 1810 | 0.11502 | 0.00052 | 0.00052 | 3.67 | 26% | 19.5% | 26% | 19.5% | 18.17 | 18.17 | 5.96 | 10.25 | 1.14 | 0.87 |  | 11.4 | 80 | 80 | 62 | EF 86 | EF 59 | EF 59 | EF 52 | None | None | None | None | 0.00052 | 0.00052 | 3.67 | 26% | 19.5% | 26% | 19.5% | 18.17 | 18.17 | 5.96 | 10.25 | 1.14 | 0.87 |  | 14 | 80 | 80 | 66 | EF 95 | EF 60 | EF 60 | EF 74 | None | None | None | None | 0.000442 | 0.000364 | 8 | 10% | 7.5% | 5% | 3.75% | 38 | 44 | 19 | 13 | 0.3 | 0.25 |  | 15 | 92 | 95 | 70 | EF 200 | EF 67 | EF 70 | EF 82 | Wrap 5 ft | Valve | Valve & LF | Valve & TS
No AC | Wall Furnace | Slab-on-grade | 14 | 13 | 2 | 78-92 | 2400 | 0.11502 | 0.00052 | 0.00052 | 3.67 | 26% | 16.9% | 26% | 16.9% | 18.17 | 18.17 | 5.96 | 10.25 | 1.14 | 0.87 |  | 11.4 | 80 | 80 | 62 | EF 86 | EF 59 | EF 59 | EF 52 | None | None | None | None | 0.00052 | 0.00052 | 3.67 | 26% | 16.9% | 26% | 16.9% | 18.17 | 18.17 | 5.96 | 10.25 | 1.14 | 0.87 |  | 14 | 80 | 80 | 66 | EF 95 | EF 60 | EF 60 | EF 74 | None | None | None | None | 0.000442 | 0.000364 | 8 | 10% | 6.5% | 5% | 3.25% | 38 | 44 | 19 | 13 | 0.3 | 0.25 |  | 15 | 92 | 95 | 70 | EF 200 | EF 67 | EF 70 | EF 82 | Wrap 5 ft | Valve | Valve & LF | Valve & TS
AC | Wall Furnace | Slab-on-grade | 14 | 13 | 1 | 78-92 | 1810 | 0.11502 | 0.00052 | 0.00052 | 3.67 | 26% | 19.5% | 26% | 19.5% | 18.17 | 18.17 | 5.96 | 10.25 | 1.14 | 0.87 |  | 11.4 | 80 | 80 | 62 | EF 86 | EF 59 | EF 59 | EF 52 | None | None | None | None | 0.00052 | 0.00052 | 3.67 | 26% | 19.5% | 26% | 19.5% | 18.17 | 18.17 | 5.96 | 10.25 | 1.14 | 0.87 |  | 14 | 80 | 80 | 66 | EF 95 | EF 60 | EF 60 | EF 74 | None | None | None | None | 0.000442 | 0.000364 | 8 | 10% | 7.5% | 5% | 3.75% | 38 | 44 | 19 | 13 | 0.3 | 0.25 |  | 15 | 92 | 95 | 70 | EF 200 | EF 67 | EF 70 | EF 82 | Wrap 5 ft | Valve | Valve & LF | Valve & TS
AC | Wall Furnace | Slab-on-grade | 14 | 13 | 2 | 78-92 | 2400 | 0.11502 | 0.00052 | 0.00052 | 3.67 | 26% | 16.9% | 26% | 16.9% | 18.17 | 18.17 | 5.96 | 10.25 | 1.14 | 0.87 |  | 11.4 | 80 | 80 | 62 | EF 86 | EF 59 | EF 59 | EF 52 | None | None | None | None | 0.00052 | 0.00052 | 3.67 | 26% | 16.9% | 26% | 16.9% | 18.17 | 18.17 | 5.96 | 10.25 | 1.14 | 0.87 |  | 14 | 80 | 80 | 66 | EF 95 | EF 60 | EF 60 | EF 74 | None | None | None | None | 0.000442 | 0.000364 | 8 | 10% | 6.5% | 5% | 3.25% | 38 | 44 | 19 | 13 | 0.3 | 0.25 |  | 15 | 92 | 95 | 70 | EF 200 | EF 67 | EF 70 | EF 82 | Wrap 5 ft | Valve | Valve & LF | Valve & TS
No AC | Wall Furnace | Crawlspace | 14 | 13 | 1 | 78-92 | 1810 | 0.11502 | 0.00052 | 0.00052 | 3.67 | 26% | 19.5% | 26% | 19.5% | 18.17 | 18.17 | 5.96 | 10.25 | 1.14 | 0.87 |  | 11.4 | 80 | 80 | 62 | EF 86 | EF 59 | EF 59 | EF 52 | None | None | None | None | 0.00052 | 0.00052 | 3.67 | 26% | 19.5% | 26% | 19.5% | 18.17 | 18.17 | 5.96 | 10.25 | 1.14 | 0.87 |  | 14 | 80 | 80 | 66 | EF 95 | EF 60 | EF 60 | EF 74 | None | None | None | None | 0.000442 | 0.000364 | 8 | 10% | 7.5% | 5% | 3.75% | 38 | 44 | 19 | 13 | 0.3 | 0.25 |  | 15 | 92 | 95 | 70 | EF 200 | EF 67 | EF 70 | EF 82 | Wrap 5 ft | Valve | Valve & LF | Valve & TS
No AC | Wall Furnace | Crawlspace | 14 | 13 | 2 | 78-92 | 2400 | 0.11502 | 0.00052 | 0.00052 | 3.67 | 26% | 16.9% | 26% | 16.9% | 18.17 | 18.17 | 5.96 | 10.25 | 1.14 | 0.87 |  | 11.4 | 80 | 80 | 62 | EF 86 | EF 59 | EF 59 | EF 52 | None | None | None | None | 0.00052 | 0.00052 | 3.67 | 26% | 16.9% | 26% | 16.9% | 18.17 | 18.17 | 5.96 | 10.25 | 1.14 | 0.87 |  | 14 | 80 | 80 | 66 | EF 95 | EF 60 | EF 60 | EF 74 | None | None | None | None | 0.000442 | 0.000364 | 8 | 10% | 6.5% | 5% | 3.25% | 38 | 44 | 19 | 13 | 0.3 | 0.25 |  | 15 | 92 | 95 | 70 | EF 200 | EF 67 | EF 70 | EF 82 | Wrap 5 ft | Valve | Valve & LF | Valve & TS
AC | Wall Furnace | Crawlspace | 14 | 13 | 1 | 78-92 | 1810 | 0.11502 | 0.00052 | 0.00052 | 3.67 | 26% | 19.5% | 26% | 19.5% | 18.17 | 18.17 | 5.96 | 10.25 | 1.14 | 0.87 |  | 11.4 | 80 | 80 | 62 | EF 86 | EF 59 | EF 59 | EF 52 | None | None | None | None | 0.00052 | 0.00052 | 3.67 | 26% | 19.5% | 26% | 19.5% | 18.17 | 18.17 | 5.96 | 10.25 | 1.14 | 0.87 |  | 14 | 80 | 80 | 66 | EF 95 | EF 60 | EF 60 | EF 74 | None | None | None | None | 0.000442 | 0.000364 | 8 | 10% | 7.5% | 5% | 3.75% | 38 | 44 | 19 | 13 | 0.3 | 0.25 |  | 15 | 92 | 95 | 70 | EF 200 | EF 67 | EF 70 | EF 82 | Wrap 5 ft | Valve | Valve & LF | Valve & TS
AC | Wall Furnace | Crawlspace | 14 | 13 | 2 | 78-92 | 2400 | 0.11502 | 0.00052 | 0.00052 | 3.67 | 26% | 16.9% | 26% | 16.9% | 18.17 | 18.17 | 5.96 | 10.25 | 1.14 | 0.87 |  | 11.4 | 80 | 80 | 62 | EF 86 | EF 59 | EF 59 | EF 52 | None | None | None | None | 0.00052 | 0.00052 | 3.67 | 26% | 16.9% | 26% | 16.9% | 18.17 | 18.17 | 5.96 | 10.25 | 1.14 | 0.87 |  | 14 | 80 | 80 | 66 | EF 95 | EF 60 | EF 60 | EF 74 | None | None | None | None | 0.000442 | 0.000364 | 8 | 10% | 6.5% | 5% | 3.25% | 38 | 44 | 19 | 13 | 0.3 | 0.25 |  | 15 | 92 | 95 | 70 | EF 200 | EF 67 | EF 70 | EF 82 | Wrap 5 ft | Valve | Valve & LF | Valve & TS
No AC | Wall Furnace | Slab-on-grade | 14 | 13 | 1 | 93-01 | 1910 | 0.2 | 0.00046 | 0.00046 | 4.26 | 22% | 16.5% | 22% | 16.5% | 22.91 | 22.91 | 5.96 | 10.25 | 0.57 | 0.55 |  | 11.4 | 80 | 80 | 62 | EF 86 | EF 59 | EF 59 | EF 52 | None | None | None | None | 0.00046 | 0.00046 | 4.26 | 22% | 16.5% | 22% | 16.5% | 22.91 | 22.91 | 5.96 | 10.25 | 0.57 | 0.55 |  | 14 | 80 | 80 | 66 | EF 95 | EF 60 | EF 60 | EF 74 | None | None | None | None | 0.000391 | 0.000322 | 8 | 10% | 7.5% | 5% | 3.75% | 38 | 44 | 19 | 13 | 0.3 | 0.25 |  | 15 | 92 | 95 | 70 | EF 200 | EF 67 | EF 70 | EF 82 | Wrap 5 ft | Valve | Valve & LF | Valve & TS
No AC | Wall Furnace | Slab-on-grade | 14 | 13 | 2 | 93-01 | 2730 | 0.2 | 0.00046 | 0.00046 | 4.26 | 22% | 14.3% | 22% | 14.3% | 22.91 | 22.91 | 5.96 | 10.25 | 0.57 | 0.55 |  | 11.4 | 80 | 80 | 62 | EF 86 | EF 59 | EF 59 | EF 52 | None | None | None | None | 0.00046 | 0.00046 | 4.26 | 22% | 14.3% | 22% | 14.3% | 22.91 | 22.91 | 5.96 | 10.25 | 0.57 | 0.55 |  | 14 | 80 | 80 | 66 | EF 95 | EF 60 | EF 60 | EF 74 | None | None | None | None | 0.000391 | 0.000322 | 8 | 10% | 6.5% | 5% | 3.25% | 38 | 44 | 19 | 13 | 0.3 | 0.25 |  | 15 | 92 | 95 | 70 | EF 200 | EF 67 | EF 70 | EF 82 | Wrap 5 ft | Valve | Valve & LF | Valve & TS
AC | Wall Furnace | Slab-on-grade | 14 | 13 | 1 | 93-01 | 1910 | 0.2 | 0.00046 | 0.00046 | 4.26 | 22% | 16.5% | 22% | 16.5% | 22.91 | 22.91 | 5.96 | 10.25 | 0.57 | 0.55 |  | 11.4 | 80 | 80 | 62 | EF 86 | EF 59 | EF 59 | EF 52 | None | None | None | None | 0.00046 | 0.00046 | 4.26 | 22% | 16.5% | 22% | 16.5% | 22.91 | 22.91 | 5.96 | 10.25 | 0.57 | 0.55 |  | 14 | 80 | 80 | 66 | EF 95 | EF 60 | EF 60 | EF 74 | None | None | None | None | 0.000391 | 0.000322 | 8 | 10% | 7.5% | 5% | 3.75% | 38 | 44 | 19 | 13 | 0.3 | 0.25 |  | 15 | 92 | 95 | 70 | EF 200 | EF 67 | EF 70 | EF 82 | Wrap 5 ft | Valve | Valve & LF | Valve & TS
AC | Wall Furnace | Slab-on-grade | 14 | 13 | 2 | 93-01 | 2730 | 0.2 | 0.00046 | 0.00046 | 4.26 | 22% | 14.3% | 22% | 14.3% | 22.91 | 22.91 | 5.96 | 10.25 | 0.57 | 0.55 |  | 11.4 | 80 | 80 | 62 | EF 86 | EF 59 | EF 59 | EF 52 | None | None | None | None | 0.00046 | 0.00046 | 4.26 | 22% | 14.3% | 22% | 14.3% | 22.91 | 22.91 | 5.96 | 10.25 | 0.57 | 0.55 |  | 14 | 80 | 80 | 66 | EF 95 | EF 60 | EF 60 | EF 74 | None | None | None | None | 0.000391 | 0.000322 | 8 | 10% | 6.5% | 5% | 3.25% | 38 | 44 | 19 | 13 | 0.3 | 0.25 |  | 15 | 92 | 95 | 70 | EF 200 | EF 67 | EF 70 | EF 82 | Wrap 5 ft | Valve | Valve & LF | Valve & TS
No AC | Wall Furnace | Crawlspace | 14 | 13 | 1 | 93-01 | 1910 | 0.2 | 0.00046 | 0.00046 | 4.26 | 22% | 16.5% | 22% | 16.5% | 22.91 | 22.91 | 5.96 | 10.25 | 0.57 | 0.55 |  | 11.4 | 80 | 80 | 62 | EF 86 | EF 59 | EF 59 | EF 52 | None | None | None | None | 0.00046 | 0.00046 | 4.26 | 22% | 16.5% | 22% | 16.5% | 22.91 | 22.91 | 5.96 | 10.25 | 0.57 | 0.55 |  | 14 | 80 | 80 | 66 | EF 95 | EF 60 | EF 60 | EF 74 | None | None | None | None | 0.000391 | 0.000322 | 8 | 10% | 7.5% | 5% | 3.75% | 38 | 44 | 19 | 13 | 0.3 | 0.25 |  | 15 | 92 | 95 | 70 | EF 200 | EF 67 | EF 70 | EF 82 | Wrap 5 ft | Valve | Valve & LF | Valve & TS
No AC | Wall Furnace | Crawlspace | 14 | 13 | 2 | 93-01 | 2730 | 0.2 | 0.00046 | 0.00046 | 4.26 | 22% | 14.3% | 22% | 14.3% | 22.91 | 22.91 | 5.96 | 10.25 | 0.57 | 0.55 |  | 11.4 | 80 | 80 | 62 | EF 86 | EF 59 | EF 59 | EF 52 | None | None | None | None | 0.00046 | 0.00046 | 4.26 | 22% | 14.3% | 22% | 14.3% | 22.91 | 22.91 | 5.96 | 10.25 | 0.57 | 0.55 |  | 14 | 80 | 80 | 66 | EF 95 | EF 60 | EF 60 | EF 74 | None | None | None | None | 0.000391 | 0.000322 | 8 | 10% | 6.5% | 5% | 3.25% | 38 | 44 | 19 | 13 | 0.3 | 0.25 |  | 15 | 92 | 95 | 70 | EF 200 | EF 67 | EF 70 | EF 82 | Wrap 5 ft | Valve | Valve & LF | Valve & TS
AC | Wall Furnace | Crawlspace | 14 | 13 | 1 | 93-01 | 1910 | 0.2 | 0.00046 | 0.00046 | 4.26 | 22% | 16.5% | 22% | 16.5% | 22.91 | 22.91 | 5.96 | 10.25 | 0.57 | 0.55 |  | 11.4 | 80 | 80 | 62 | EF 86 | EF 59 | EF 59 | EF 52 | None | None | None | None | 0.00046 | 0.00046 | 4.26 | 22% | 16.5% | 22% | 16.5% | 22.91 | 22.91 | 5.96 | 10.25 | 0.57 | 0.55 |  | 14 | 80 | 80 | 66 | EF 95 | EF 60 | EF 60 | EF 74 | None | None | None | None | 0.000391 | 0.000322 | 8 | 10% | 7.5% | 5% | 3.75% | 38 | 44 | 19 | 13 | 0.3 | 0.25 |  | 15 | 92 | 95 | 70 | EF 200 | EF 67 | EF 70 | EF 82 | Wrap 5 ft | Valve | Valve & LF | Valve & TS
AC | Wall Furnace | Crawlspace | 14 | 13 | 2 | 93-01 | 2730 | 0.2 | 0.00046 | 0.00046 | 4.26 | 22% | 14.3% | 22% | 14.3% | 22.91 | 22.91 | 5.96 | 10.25 | 0.57 | 0.55 |  | 11.4 | 80 | 80 | 62 | EF 86 | EF 59 | EF 59 | EF 52 | None | None | None | None | 0.00046 | 0.00046 | 4.26 | 22% | 14.3% | 22% | 14.3% | 22.91 | 22.91 | 5.96 | 10.25 | 0.57 | 0.55 |  | 14 | 80 | 80 | 66 | EF 95 | EF 60 | EF 60 | EF 74 | None | None | None | None | 0.000391 | 0.000322 | 8 | 10% | 6.5% | 5% | 3.25% | 38 | 44 | 19 | 13 | 0.3 | 0.25 |  | 15 | 92 | 95 | 70 | EF 200 | EF 67 | EF 70 | EF 82 | Wrap 5 ft | Valve | Valve & LF | Valve & TS
No AC | Furnace | Slab-on-grade | 15 | 13 | 1 | pre78 | 1600 | 0.14016 | 0.00071 | 0.00071 | 3.32 | 33% | 24.75% | 33% | 24.75% | 15.41 | 15.41 | 1.34 | 3.1 | 1.23 | 0.87 |  | 11.4 | 80 | 80 | 62 | EF 86 | EF 59 | EF 59 | EF 52 | None | None | None | None | 0.00071 | 0.00071 | 3.32 | 33% | 24.75% | 33% | 24.75% | 15.41 | 15.41 | 1.34 | 3.1 | 1.23 | 0.87 |  | 14 | 80 | 80 | 66 | EF 95 | EF 60 | EF 60 | EF 74 | None | None | None | None | 0.0006035 | 0.000497 | 8 | 10% | 7.5% | 5% | 3.75% | 38 | 44 | 19 | 13 | 0.3 | 0.25 |  | 15 | 92 | 95 | 70 | EF 200 | EF 67 | EF 70 | EF 82 | Wrap 5 ft | Valve | Valve & LF | Valve & TS
No AC | Furnace | Slab-on-grade | 15 | 13 | 2 | pre78 | 1990 | 0.14016 | 0.00071 | 0.00071 | 3.32 | 33% | 21.45% | 33% | 21.45% | 15.41 | 15.41 | 1.34 | 3.1 | 1.23 | 0.87 |  | 11.4 | 80 | 80 | 62 | EF 86 | EF 59 | EF 59 | EF 52 | None | None | None | None | 0.00071 | 0.00071 | 3.32 | 33% | 21.45% | 33% | 21.45% | 15.41 | 15.41 | 1.34 | 3.1 | 1.23 | 0.87 |  | 14 | 80 | 80 | 66 | EF 95 | EF 60 | EF 60 | EF 74 | None | None | None | None | 0.0006035 | 0.000497 | 8 | 10% | 6.5% | 5% | 3.25% | 38 | 44 | 19 | 13 | 0.3 | 0.25 |  | 15 | 92 | 95 | 70 | EF 200 | EF 67 | EF 70 | EF 82 | Wrap 5 ft | Valve | Valve & LF | Valve & TS
AC | Furnace | Slab-on-grade | 15 | 13 | 1 | pre78 | 1600 | 0.14016 | 0.00071 | 0.00071 | 3.32 | 33% | 24.75% | 33% | 24.75% | 15.41 | 15.41 | 1.34 | 3.1 | 1.23 | 0.87 |  | 11.4 | 80 | 80 | 62 | EF 86 | EF 59 | EF 59 | EF 52 | None | None | None | None | 0.00071 | 0.00071 | 3.32 | 33% | 24.75% | 33% | 24.75% | 15.41 | 15.41 | 1.34 | 3.1 | 1.23 | 0.87 |  | 14 | 80 | 80 | 66 | EF 95 | EF 60 | EF 60 | EF 74 | None | None | None | None | 0.0006035 | 0.000497 | 8 | 10% | 7.5% | 5% | 3.75% | 38 | 44 | 19 | 13 | 0.3 | 0.25 |  | 15 | 92 | 95 | 70 | EF 200 | EF 67 | EF 70 | EF 82 | Wrap 5 ft | Valve | Valve & LF | Valve & TS
AC | Furnace | Slab-on-grade | 15 | 13 | 2 | pre78 | 1990 | 0.14016 | 0.00071 | 0.00071 | 3.32 | 33% | 21.45% | 33% | 21.45% | 15.41 | 15.41 | 1.34 | 3.1 | 1.23 | 0.87 |  | 11.4 | 80 | 80 | 62 | EF 86 | EF 59 | EF 59 | EF 52 | None | None | None | None | 0.00071 | 0.00071 | 3.32 | 33% | 21.45% | 33% | 21.45% | 15.41 | 15.41 | 1.34 | 3.1 | 1.23 | 0.87 |  | 14 | 80 | 80 | 66 | EF 95 | EF 60 | EF 60 | EF 74 | None | None | None | None | 0.0006035 | 0.000497 | 8 | 10% | 6.5% | 5% | 3.25% | 38 | 44 | 19 | 13 | 0.3 | 0.25 |  | 15 | 92 | 95 | 70 | EF 200 | EF 67 | EF 70 | EF 82 | Wrap 5 ft | Valve | Valve & LF | Valve & TS
No AC | Furnace | Crawlspace | 15 | 13 | 1 | pre78 | 1600 | 0.14016 | 0.00071 | 0.00071 | 3.32 | 33% | 24.75% | 33% | 24.75% | 15.41 | 15.41 | 1.34 | 3.1 | 1.23 | 0.87 |  | 11.4 | 80 | 80 | 62 | EF 86 | EF 59 | EF 59 | EF 52 | None | None | None | None | 0.00071 | 0.00071 | 3.32 | 33% | 24.75% | 33% | 24.75% | 15.41 | 15.41 | 1.34 | 3.1 | 1.23 | 0.87 |  | 14 | 80 | 80 | 66 | EF 95 | EF 60 | EF 60 | EF 74 | None | None | None | None | 0.0006035 | 0.000497 | 8 | 10% | 7.5% | 5% | 3.75% | 38 | 44 | 19 | 13 | 0.3 | 0.25 |  | 15 | 92 | 95 | 70 | EF 200 | EF 67 | EF 70 | EF 82 | Wrap 5 ft | Valve | Valve & LF | Valve & TS
No AC | Furnace | Crawlspace | 15 | 13 | 2 | pre78 | 1990 | 0.14016 | 0.00071 | 0.00071 | 3.32 | 33% | 21.45% | 33% | 21.45% | 15.41 | 15.41 | 1.34 | 3.1 | 1.23 | 0.87 |  | 11.4 | 80 | 80 | 62 | EF 86 | EF 59 | EF 59 | EF 52 | None | None | None | None | 0.00071 | 0.00071 | 3.32 | 33% | 21.45% | 33% | 21.45% | 15.41 | 15.41 | 1.34 | 3.1 | 1.23 | 0.87 |  | 14 | 80 | 80 | 66 | EF 95 | EF 60 | EF 60 | EF 74 | None | None | None | None | 0.0006035 | 0.000497 | 8 | 10% | 6.5% | 5% | 3.25% | 38 | 44 | 19 | 13 | 0.3 | 0.25 |  | 15 | 92 | 95 | 70 | EF 200 | EF 67 | EF 70 | EF 82 | Wrap 5 ft | Valve | Valve & LF | Valve & TS
AC | Furnace | Crawlspace | 15 | 13 | 1 | pre78 | 1600 | 0.14016 | 0.00071 | 0.00071 | 3.32 | 33% | 24.75% | 33% | 24.75% | 15.41 | 15.41 | 1.34 | 3.1 | 1.23 | 0.87 |  | 11.4 | 80 | 80 | 62 | EF 86 | EF 59 | EF 59 | EF 52 | None | None | None | None | 0.00071 | 0.00071 | 3.32 | 33% | 24.75% | 33% | 24.75% | 15.41 | 15.41 | 1.34 | 3.1 | 1.23 | 0.87 |  | 14 | 80 | 80 | 66 | EF 95 | EF 60 | EF 60 | EF 74 | None | None | None | None | 0.0006035 | 0.000497 | 8 | 10% | 7.5% | 5% | 3.75% | 38 | 44 | 19 | 13 | 0.3 | 0.25 |  | 15 | 92 | 95 | 70 | EF 200 | EF 67 | EF 70 | EF 82 | Wrap 5 ft | Valve | Valve & LF | Valve & TS
AC | Furnace | Crawlspace | 15 | 13 | 2 | pre78 | 1990 | 0.14016 | 0.00071 | 0.00071 | 3.32 | 33% | 21.45% | 33% | 21.45% | 15.41 | 15.41 | 1.34 | 3.1 | 1.23 | 0.87 |  | 11.4 | 80 | 80 | 62 | EF 86 | EF 59 | EF 59 | EF 52 | None | None | None | None | 0.00071 | 0.00071 | 3.32 | 33% | 21.45% | 33% | 21.45% | 15.41 | 15.41 | 1.34 | 3.1 | 1.23 | 0.87 |  | 14 | 80 | 80 | 66 | EF 95 | EF 60 | EF 60 | EF 74 | None | None | None | None | 0.0006035 | 0.000497 | 8 | 10% | 6.5% | 5% | 3.25% | 38 | 44 | 19 | 13 | 0.3 | 0.25 |  | 15 | 92 | 95 | 70 | EF 200 | EF 67 | EF 70 | EF 82 | Wrap 5 ft | Valve | Valve & LF | Valve & TS
No AC | Furnace | Slab-on-grade | 15 | 13 | 1 | 78-92 | 1810 | 0.11502 | 0.00052 | 0.00052 | 3.67 | 26% | 19.5% | 26% | 19.5% | 18.17 | 18.17 | 5.96 | 10.25 | 1.14 | 0.87 |  | 11.4 | 80 | 80 | 62 | EF 86 | EF 59 | EF 59 | EF 52 | None | None | None | None | 0.00052 | 0.00052 | 3.67 | 26% | 19.5% | 26% | 19.5% | 18.17 | 18.17 | 5.96 | 10.25 | 1.14 | 0.87 |  | 14 | 80 | 80 | 66 | EF 95 | EF 60 | EF 60 | EF 74 | None | None | None | None | 0.000442 | 0.000364 | 8 | 10% | 7.5% | 5% | 3.75% | 38 | 44 | 19 | 13 | 0.3 | 0.25 |  | 15 | 92 | 95 | 70 | EF 200 | EF 67 | EF 70 | EF 82 | Wrap 5 ft | Valve | Valve & LF | Valve & TS
No AC | Furnace | Slab-on-grade | 15 | 13 | 2 | 78-92 | 2400 | 0.11502 | 0.00052 | 0.00052 | 3.67 | 26% | 16.9% | 26% | 16.9% | 18.17 | 18.17 | 5.96 | 10.25 | 1.14 | 0.87 |  | 11.4 | 80 | 80 | 62 | EF 86 | EF 59 | EF 59 | EF 52 | None | None | None | None | 0.00052 | 0.00052 | 3.67 | 26% | 16.9% | 26% | 16.9% | 18.17 | 18.17 | 5.96 | 10.25 | 1.14 | 0.87 |  | 14 | 80 | 80 | 66 | EF 95 | EF 60 | EF 60 | EF 74 | None | None | None | None | 0.000442 | 0.000364 | 8 | 10% | 6.5% | 5% | 3.25% | 38 | 44 | 19 | 13 | 0.3 | 0.25 |  | 15 | 92 | 95 | 70 | EF 200 | EF 67 | EF 70 | EF 82 | Wrap 5 ft | Valve | Valve & LF | Valve & TS
AC | Furnace | Slab-on-grade | 15 | 13 | 1 | 78-92 | 1810 | 0.11502 | 0.00052 | 0.00052 | 3.67 | 26% | 19.5% | 26% | 19.5% | 18.17 | 18.17 | 5.96 | 10.25 | 1.14 | 0.87 |  | 11.4 | 80 | 80 | 62 | EF 86 | EF 59 | EF 59 | EF 52 | None | None | None | None | 0.00052 | 0.00052 | 3.67 | 26% | 19.5% | 26% | 19.5% | 18.17 | 18.17 | 5.96 | 10.25 | 1.14 | 0.87 |  | 14 | 80 | 80 | 66 | EF 95 | EF 60 | EF 60 | EF 74 | None | None | None | None | 0.000442 | 0.000364 | 8 | 10% | 7.5% | 5% | 3.75% | 38 | 44 | 19 | 13 | 0.3 | 0.25 |  | 15 | 92 | 95 | 70 | EF 200 | EF 67 | EF 70 | EF 82 | Wrap 5 ft | Valve | Valve & LF | Valve & TS
AC | Furnace | Slab-on-grade | 15 | 13 | 2 | 78-92 | 2400 | 0.11502 | 0.00052 | 0.00052 | 3.67 | 26% | 16.9% | 26% | 16.9% | 18.17 | 18.17 | 5.96 | 10.25 | 1.14 | 0.87 |  | 11.4 | 80 | 80 | 62 | EF 86 | EF 59 | EF 59 | EF 52 | None | None | None | None | 0.00052 | 0.00052 | 3.67 | 26% | 16.9% | 26% | 16.9% | 18.17 | 18.17 | 5.96 | 10.25 | 1.14 | 0.87 |  | 14 | 80 | 80 | 66 | EF 95 | EF 60 | EF 60 | EF 74 | None | None | None | None | 0.000442 | 0.000364 | 8 | 10% | 6.5% | 5% | 3.25% | 38 | 44 | 19 | 13 | 0.3 | 0.25 |  | 15 | 92 | 95 | 70 | EF 200 | EF 67 | EF 70 | EF 82 | Wrap 5 ft | Valve | Valve & LF | Valve & TS
No AC | Furnace | Crawlspace | 15 | 13 | 1 | 78-92 | 1810 | 0.11502 | 0.00052 | 0.00052 | 3.67 | 26% | 19.5% | 26% | 19.5% | 18.17 | 18.17 | 5.96 | 10.25 | 1.14 | 0.87 |  | 11.4 | 80 | 80 | 62 | EF 86 | EF 59 | EF 59 | EF 52 | None | None | None | None | 0.00052 | 0.00052 | 3.67 | 26% | 19.5% | 26% | 19.5% | 18.17 | 18.17 | 5.96 | 10.25 | 1.14 | 0.87 |  | 14 | 80 | 80 | 66 | EF 95 | EF 60 | EF 60 | EF 74 | None | None | None | None | 0.000442 | 0.000364 | 8 | 10% | 7.5% | 5% | 3.75% | 38 | 44 | 19 | 13 | 0.3 | 0.25 |  | 15 | 92 | 95 | 70 | EF 200 | EF 67 | EF 70 | EF 82 | Wrap 5 ft | Valve | Valve & LF | Valve & TS
No AC | Furnace | Crawlspace | 15 | 13 | 2 | 78-92 | 2400 | 0.11502 | 0.00052 | 0.00052 | 3.67 | 26% | 16.9% | 26% | 16.9% | 18.17 | 18.17 | 5.96 | 10.25 | 1.14 | 0.87 |  | 11.4 | 80 | 80 | 62 | EF 86 | EF 59 | EF 59 | EF 52 | None | None | None | None | 0.00052 | 0.00052 | 3.67 | 26% | 16.9% | 26% | 16.9% | 18.17 | 18.17 | 5.96 | 10.25 | 1.14 | 0.87 |  | 14 | 80 | 80 | 66 | EF 95 | EF 60 | EF 60 | EF 74 | None | None | None | None | 0.000442 | 0.000364 | 8 | 10% | 6.5% | 5% | 3.25% | 38 | 44 | 19 | 13 | 0.3 | 0.25 |  | 15 | 92 | 95 | 70 | EF 200 | EF 67 | EF 70 | EF 82 | Wrap 5 ft | Valve | Valve & LF | Valve & TS
AC | Furnace | Crawlspace | 15 | 13 | 1 | 78-92 | 1810 | 0.11502 | 0.00052 | 0.00052 | 3.67 | 26% | 19.5% | 26% | 19.5% | 18.17 | 18.17 | 5.96 | 10.25 | 1.14 | 0.87 |  | 11.4 | 80 | 80 | 62 | EF 86 | EF 59 | EF 59 | EF 52 | None | None | None | None | 0.00052 | 0.00052 | 3.67 | 26% | 19.5% | 26% | 19.5% | 18.17 | 18.17 | 5.96 | 10.25 | 1.14 | 0.87 |  | 14 | 80 | 80 | 66 | EF 95 | EF 60 | EF 60 | EF 74 | None | None | None | None | 0.000442 | 0.000364 | 8 | 10% | 7.5% | 5% | 3.75% | 38 | 44 | 19 | 13 | 0.3 | 0.25 |  | 15 | 92 | 95 | 70 | EF 200 | EF 67 | EF 70 | EF 82 | Wrap 5 ft | Valve | Valve & LF | Valve & TS
AC | Furnace | Crawlspace | 15 | 13 | 2 | 78-92 | 2400 | 0.11502 | 0.00052 | 0.00052 | 3.67 | 26% | 16.9% | 26% | 16.9% | 18.17 | 18.17 | 5.96 | 10.25 | 1.14 | 0.87 |  | 11.4 | 80 | 80 | 62 | EF 86 | EF 59 | EF 59 | EF 52 | None | None | None | None | 0.00052 | 0.00052 | 3.67 | 26% | 16.9% | 26% | 16.9% | 18.17 | 18.17 | 5.96 | 10.25 | 1.14 | 0.87 |  | 14 | 80 | 80 | 66 | EF 95 | EF 60 | EF 60 | EF 74 | None | None | None | None | 0.000442 | 0.000364 | 8 | 10% | 6.5% | 5% | 3.25% | 38 | 44 | 19 | 13 | 0.3 | 0.25 |  | 15 | 92 | 95 | 70 | EF 200 | EF 67 | EF 70 | EF 82 | Wrap 5 ft | Valve | Valve & LF | Valve & TS
No AC | Furnace | Slab-on-grade | 15 | 13 | 1 | 93-01 | 1910 | 0.2 | 0.00046 | 0.00046 | 4.26 | 22% | 16.5% | 22% | 16.5% | 22.91 | 22.91 | 5.96 | 10.25 | 0.57 | 0.55 |  | 11.4 | 80 | 80 | 62 | EF 86 | EF 59 | EF 59 | EF 52 | None | None | None | None | 0.00046 | 0.00046 | 4.26 | 22% | 16.5% | 22% | 16.5% | 22.91 | 22.91 | 5.96 | 10.25 | 0.57 | 0.55 |  | 14 | 80 | 80 | 66 | EF 95 | EF 60 | EF 60 | EF 74 | None | None | None | None | 0.000391 | 0.000322 | 8 | 10% | 7.5% | 5% | 3.75% | 38 | 44 | 19 | 13 | 0.3 | 0.25 |  | 15 | 92 | 95 | 70 | EF 200 | EF 67 | EF 70 | EF 82 | Wrap 5 ft | Valve | Valve & LF | Valve & TS
No AC | Furnace | Slab-on-grade | 15 | 13 | 2 | 93-01 | 2730 | 0.2 | 0.00046 | 0.00046 | 4.26 | 22% | 14.3% | 22% | 14.3% | 22.91 | 22.91 | 5.96 | 10.25 | 0.57 | 0.55 |  | 11.4 | 80 | 80 | 62 | EF 86 | EF 59 | EF 59 | EF 52 | None | None | None | None | 0.00046 | 0.00046 | 4.26 | 22% | 14.3% | 22% | 14.3% | 22.91 | 22.91 | 5.96 | 10.25 | 0.57 | 0.55 |  | 14 | 80 | 80 | 66 | EF 95 | EF 60 | EF 60 | EF 74 | None | None | None | None | 0.000391 | 0.000322 | 8 | 10% | 6.5% | 5% | 3.25% | 38 | 44 | 19 | 13 | 0.3 | 0.25 |  | 15 | 92 | 95 | 70 | EF 200 | EF 67 | EF 70 | EF 82 | Wrap 5 ft | Valve | Valve & LF | Valve & TS
AC | Furnace | Slab-on-grade | 15 | 13 | 1 | 93-01 | 1910 | 0.2 | 0.00046 | 0.00046 | 4.26 | 22% | 16.5% | 22% | 16.5% | 22.91 | 22.91 | 5.96 | 10.25 | 0.57 | 0.55 |  | 11.4 | 80 | 80 | 62 | EF 86 | EF 59 | EF 59 | EF 52 | None | None | None | None | 0.00046 | 0.00046 | 4.26 | 22% | 16.5% | 22% | 16.5% | 22.91 | 22.91 | 5.96 | 10.25 | 0.57 | 0.55 |  | 14 | 80 | 80 | 66 | EF 95 | EF 60 | EF 60 | EF 74 | None | None | None | None | 0.000391 | 0.000322 | 8 | 10% | 7.5% | 5% | 3.75% | 38 | 44 | 19 | 13 | 0.3 | 0.25 |  | 15 | 92 | 95 | 70 | EF 200 | EF 67 | EF 70 | EF 82 | Wrap 5 ft | Valve | Valve & LF | Valve & TS
AC | Furnace | Slab-on-grade | 15 | 13 | 2 | 93-01 | 2730 | 0.2 | 0.00046 | 0.00046 | 4.26 | 22% | 14.3% | 22% | 14.3% | 22.91 | 22.91 | 5.96 | 10.25 | 0.57 | 0.55 |  | 11.4 | 80 | 80 | 62 | EF 86 | EF 59 | EF 59 | EF 52 | None | None | None | None | 0.00046 | 0.00046 | 4.26 | 22% | 14.3% | 22% | 14.3% | 22.91 | 22.91 | 5.96 | 10.25 | 0.57 | 0.55 |  | 14 | 80 | 80 | 66 | EF 95 | EF 60 | EF 60 | EF 74 | None | None | None | None | 0.000391 | 0.000322 | 8 | 10% | 6.5% | 5% | 3.25% | 38 | 44 | 19 | 13 | 0.3 | 0.25 |  | 15 | 92 | 95 | 70 | EF 200 | EF 67 | EF 70 | EF 82 | Wrap 5 ft | Valve | Valve & LF | Valve & TS
No AC | Furnace | Crawlspace | 15 | 13 | 1 | 93-01 | 1910 | 0.2 | 0.00046 | 0.00046 | 4.26 | 22% | 16.5% | 22% | 16.5% | 22.91 | 22.91 | 5.96 | 10.25 | 0.57 | 0.55 |  | 11.4 | 80 | 80 | 62 | EF 86 | EF 59 | EF 59 | EF 52 | None | None | None | None | 0.00046 | 0.00046 | 4.26 | 22% | 16.5% | 22% | 16.5% | 22.91 | 22.91 | 5.96 | 10.25 | 0.57 | 0.55 |  | 14 | 80 | 80 | 66 | EF 95 | EF 60 | EF 60 | EF 74 | None | None | None | None | 0.000391 | 0.000322 | 8 | 10% | 7.5% | 5% | 3.75% | 38 | 44 | 19 | 13 | 0.3 | 0.25 |  | 15 | 92 | 95 | 70 | EF 200 | EF 67 | EF 70 | EF 82 | Wrap 5 ft | Valve | Valve & LF | Valve & TS
No AC | Furnace | Crawlspace | 15 | 13 | 2 | 93-01 | 2730 | 0.2 | 0.00046 | 0.00046 | 4.26 | 22% | 14.3% | 22% | 14.3% | 22.91 | 22.91 | 5.96 | 10.25 | 0.57 | 0.55 |  | 11.4 | 80 | 80 | 62 | EF 86 | EF 59 | EF 59 | EF 52 | None | None | None | None | 0.00046 | 0.00046 | 4.26 | 22% | 14.3% | 22% | 14.3% | 22.91 | 22.91 | 5.96 | 10.25 | 0.57 | 0.55 |  | 14 | 80 | 80 | 66 | EF 95 | EF 60 | EF 60 | EF 74 | None | None | None | None | 0.000391 | 0.000322 | 8 | 10% | 6.5% | 5% | 3.25% | 38 | 44 | 19 | 13 | 0.3 | 0.25 |  | 15 | 92 | 95 | 70 | EF 200 | EF 67 | EF 70 | EF 82 | Wrap 5 ft | Valve | Valve & LF | Valve & TS
AC | Furnace | Crawlspace | 15 | 13 | 1 | 93-01 | 1910 | 0.2 | 0.00046 | 0.00046 | 4.26 | 22% | 16.5% | 22% | 16.5% | 22.91 | 22.91 | 5.96 | 10.25 | 0.57 | 0.55 |  | 11.4 | 80 | 80 | 62 | EF 86 | EF 59 | EF 59 | EF 52 | None | None | None | None | 0.00046 | 0.00046 | 4.26 | 22% | 16.5% | 22% | 16.5% | 22.91 | 22.91 | 5.96 | 10.25 | 0.57 | 0.55 |  | 14 | 80 | 80 | 66 | EF 95 | EF 60 | EF 60 | EF 74 | None | None | None | None | 0.000391 | 0.000322 | 8 | 10% | 7.5% | 5% | 3.75% | 38 | 44 | 19 | 13 | 0.3 | 0.25 |  | 15 | 92 | 95 | 70 | EF 200 | EF 67 | EF 70 | EF 82 | Wrap 5 ft | Valve | Valve & LF | Valve & TS
AC | Furnace | Crawlspace | 15 | 13 | 2 | 93-01 | 2730 | 0.2 | 0.00046 | 0.00046 | 4.26 | 22% | 14.3% | 22% | 14.3% | 22.91 | 22.91 | 5.96 | 10.25 | 0.57 | 0.55 |  | 11.4 | 80 | 80 | 62 | EF 86 | EF 59 | EF 59 | EF 52 | None | None | None | None | 0.00046 | 0.00046 | 4.26 | 22% | 14.3% | 22% | 14.3% | 22.91 | 22.91 | 5.96 | 10.25 | 0.57 | 0.55 |  | 14 | 80 | 80 | 66 | EF 95 | EF 60 | EF 60 | EF 74 | None | None | None | None | 0.000391 | 0.000322 | 8 | 10% | 6.5% | 5% | 3.25% | 38 | 44 | 19 | 13 | 0.3 | 0.25 |  | 15 | 92 | 95 | 70 | EF 200 | EF 67 | EF 70 | EF 82 | Wrap 5 ft | Valve | Valve & LF | Valve & TS
No AC | Wall Furnace | Slab-on-grade | 15 | 13 | 1 | pre78 | 1600 | 0.14016 | 0.00071 | 0.00071 | 3.32 | 33% | 24.75% | 33% | 24.75% | 15.41 | 15.41 | 1.34 | 3.1 | 1.23 | 0.87 |  | 11.4 | 80 | 80 | 62 | EF 86 | EF 59 | EF 59 | EF 52 | None | None | None | None | 0.00071 | 0.00071 | 3.32 | 33% | 24.75% | 33% | 24.75% | 15.41 | 15.41 | 1.34 | 3.1 | 1.23 | 0.87 |  | 14 | 80 | 80 | 66 | EF 95 | EF 60 | EF 60 | EF 74 | None | None | None | None | 0.0006035 | 0.000497 | 8 | 10% | 7.5% | 5% | 3.75% | 38 | 44 | 19 | 13 | 0.3 | 0.25 |  | 15 | 92 | 95 | 70 | EF 200 | EF 67 | EF 70 | EF 82 | Wrap 5 ft | Valve | Valve & LF | Valve & TS
No AC | Wall Furnace | Slab-on-grade | 15 | 13 | 2 | pre78 | 1990 | 0.14016 | 0.00071 | 0.00071 | 3.32 | 33% | 21.45% | 33% | 21.45% | 15.41 | 15.41 | 1.34 | 3.1 | 1.23 | 0.87 |  | 11.4 | 80 | 80 | 62 | EF 86 | EF 59 | EF 59 | EF 52 | None | None | None | None | 0.00071 | 0.00071 | 3.32 | 33% | 21.45% | 33% | 21.45% | 15.41 | 15.41 | 1.34 | 3.1 | 1.23 | 0.87 |  | 14 | 80 | 80 | 66 | EF 95 | EF 60 | EF 60 | EF 74 | None | None | None | None | 0.0006035 | 0.000497 | 8 | 10% | 6.5% | 5% | 3.25% | 38 | 44 | 19 | 13 | 0.3 | 0.25 |  | 15 | 92 | 95 | 70 | EF 200 | EF 67 | EF 70 | EF 82 | Wrap 5 ft | Valve | Valve & LF | Valve & TS
AC | Wall Furnace | Slab-on-grade | 15 | 13 | 1 | pre78 | 1600 | 0.14016 | 0.00071 | 0.00071 | 3.32 | 33% | 24.75% | 33% | 24.75% | 15.41 | 15.41 | 1.34 | 3.1 | 1.23 | 0.87 |  | 11.4 | 80 | 80 | 62 | EF 86 | EF 59 | EF 59 | EF 52 | None | None | None | None | 0.00071 | 0.00071 | 3.32 | 33% | 24.75% | 33% | 24.75% | 15.41 | 15.41 | 1.34 | 3.1 | 1.23 | 0.87 |  | 14 | 80 | 80 | 66 | EF 95 | EF 60 | EF 60 | EF 74 | None | None | None | None | 0.0006035 | 0.000497 | 8 | 10% | 7.5% | 5% | 3.75% | 38 | 44 | 19 | 13 | 0.3 | 0.25 |  | 15 | 92 | 95 | 70 | EF 200 | EF 67 | EF 70 | EF 82 | Wrap 5 ft | Valve | Valve & LF | Valve & TS
AC | Wall Furnace | Slab-on-grade | 15 | 13 | 2 | pre78 | 1990 | 0.14016 | 0.00071 | 0.00071 | 3.32 | 33% | 21.45% | 33% | 21.45% | 15.41 | 15.41 | 1.34 | 3.1 | 1.23 | 0.87 |  | 11.4 | 80 | 80 | 62 | EF 86 | EF 59 | EF 59 | EF 52 | None | None | None | None | 0.00071 | 0.00071 | 3.32 | 33% | 21.45% | 33% | 21.45% | 15.41 | 15.41 | 1.34 | 3.1 | 1.23 | 0.87 |  | 14 | 80 | 80 | 66 | EF 95 | EF 60 | EF 60 | EF 74 | None | None | None | None | 0.0006035 | 0.000497 | 8 | 10% | 6.5% | 5% | 3.25% | 38 | 44 | 19 | 13 | 0.3 | 0.25 |  | 15 | 92 | 95 | 70 | EF 200 | EF 67 | EF 70 | EF 82 | Wrap 5 ft | Valve | Valve & LF | Valve & TS
No AC | Wall Furnace | Crawlspace | 15 | 13 | 1 | pre78 | 1600 | 0.14016 | 0.00071 | 0.00071 | 3.32 | 33% | 24.75% | 33% | 24.75% | 15.41 | 15.41 | 1.34 | 3.1 | 1.23 | 0.87 |  | 11.4 | 80 | 80 | 62 | EF 86 | EF 59 | EF 59 | EF 52 | None | None | None | None | 0.00071 | 0.00071 | 3.32 | 33% | 24.75% | 33% | 24.75% | 15.41 | 15.41 | 1.34 | 3.1 | 1.23 | 0.87 |  | 14 | 80 | 80 | 66 | EF 95 | EF 60 | EF 60 | EF 74 | None | None | None | None | 0.0006035 | 0.000497 | 8 | 10% | 7.5% | 5% | 3.75% | 38 | 44 | 19 | 13 | 0.3 | 0.25 |  | 15 | 92 | 95 | 70 | EF 200 | EF 67 | EF 70 | EF 82 | Wrap 5 ft | Valve | Valve & LF | Valve & TS
No AC | Wall Furnace | Crawlspace | 15 | 13 | 2 | pre78 | 1990 | 0.14016 | 0.00071 | 0.00071 | 3.32 | 33% | 21.45% | 33% | 21.45% | 15.41 | 15.41 | 1.34 | 3.1 | 1.23 | 0.87 |  | 11.4 | 80 | 80 | 62 | EF 86 | EF 59 | EF 59 | EF 52 | None | None | None | None | 0.00071 | 0.00071 | 3.32 | 33% | 21.45% | 33% | 21.45% | 15.41 | 15.41 | 1.34 | 3.1 | 1.23 | 0.87 |  | 14 | 80 | 80 | 66 | EF 95 | EF 60 | EF 60 | EF 74 | None | None | None | None | 0.0006035 | 0.000497 | 8 | 10% | 6.5% | 5% | 3.25% | 38 | 44 | 19 | 13 | 0.3 | 0.25 |  | 15 | 92 | 95 | 70 | EF 200 | EF 67 | EF 70 | EF 82 | Wrap 5 ft | Valve | Valve & LF | Valve & TS
AC | Wall Furnace | Crawlspace | 15 | 13 | 1 | pre78 | 1600 | 0.14016 | 0.00071 | 0.00071 | 3.32 | 33% | 24.75% | 33% | 24.75% | 15.41 | 15.41 | 1.34 | 3.1 | 1.23 | 0.87 |  | 11.4 | 80 | 80 | 62 | EF 86 | EF 59 | EF 59 | EF 52 | None | None | None | None | 0.00071 | 0.00071 | 3.32 | 33% | 24.75% | 33% | 24.75% | 15.41 | 15.41 | 1.34 | 3.1 | 1.23 | 0.87 |  | 14 | 80 | 80 | 66 | EF 95 | EF 60 | EF 60 | EF 74 | None | None | None | None | 0.0006035 | 0.000497 | 8 | 10% | 7.5% | 5% | 3.75% | 38 | 44 | 19 | 13 | 0.3 | 0.25 |  | 15 | 92 | 95 | 70 | EF 200 | EF 67 | EF 70 | EF 82 | Wrap 5 ft | Valve | Valve & LF | Valve & TS
AC | Wall Furnace | Crawlspace | 15 | 13 | 2 | pre78 | 1990 | 0.14016 | 0.00071 | 0.00071 | 3.32 | 33% | 21.45% | 33% | 21.45% | 15.41 | 15.41 | 1.34 | 3.1 | 1.23 | 0.87 |  | 11.4 | 80 | 80 | 62 | EF 86 | EF 59 | EF 59 | EF 52 | None | None | None | None | 0.00071 | 0.00071 | 3.32 | 33% | 21.45% | 33% | 21.45% | 15.41 | 15.41 | 1.34 | 3.1 | 1.23 | 0.87 |  | 14 | 80 | 80 | 66 | EF 95 | EF 60 | EF 60 | EF 74 | None | None | None | None | 0.0006035 | 0.000497 | 8 | 10% | 6.5% | 5% | 3.25% | 38 | 44 | 19 | 13 | 0.3 | 0.25 |  | 15 | 92 | 95 | 70 | EF 200 | EF 67 | EF 70 | EF 82 | Wrap 5 ft | Valve | Valve & LF | Valve & TS
No AC | Wall Furnace | Slab-on-grade | 15 | 13 | 1 | 78-92 | 1810 | 0.11502 | 0.00052 | 0.00052 | 3.67 | 26% | 19.5% | 26% | 19.5% | 18.17 | 18.17 | 5.96 | 10.25 | 1.14 | 0.87 |  | 11.4 | 80 | 80 | 62 | EF 86 | EF 59 | EF 59 | EF 52 | None | None | None | None | 0.00052 | 0.00052 | 3.67 | 26% | 19.5% | 26% | 19.5% | 18.17 | 18.17 | 5.96 | 10.25 | 1.14 | 0.87 |  | 14 | 80 | 80 | 66 | EF 95 | EF 60 | EF 60 | EF 74 | None | None | None | None | 0.000442 | 0.000364 | 8 | 10% | 7.5% | 5% | 3.75% | 38 | 44 | 19 | 13 | 0.3 | 0.25 |  | 15 | 92 | 95 | 70 | EF 200 | EF 67 | EF 70 | EF 82 | Wrap 5 ft | Valve | Valve & LF | Valve & TS
No AC | Wall Furnace | Slab-on-grade | 15 | 13 | 2 | 78-92 | 2400 | 0.11502 | 0.00052 | 0.00052 | 3.67 | 26% | 16.9% | 26% | 16.9% | 18.17 | 18.17 | 5.96 | 10.25 | 1.14 | 0.87 |  | 11.4 | 80 | 80 | 62 | EF 86 | EF 59 | EF 59 | EF 52 | None | None | None | None | 0.00052 | 0.00052 | 3.67 | 26% | 16.9% | 26% | 16.9% | 18.17 | 18.17 | 5.96 | 10.25 | 1.14 | 0.87 |  | 14 | 80 | 80 | 66 | EF 95 | EF 60 | EF 60 | EF 74 | None | None | None | None | 0.000442 | 0.000364 | 8 | 10% | 6.5% | 5% | 3.25% | 38 | 44 | 19 | 13 | 0.3 | 0.25 |  | 15 | 92 | 95 | 70 | EF 200 | EF 67 | EF 70 | EF 82 | Wrap 5 ft | Valve | Valve & LF | Valve & TS
AC | Wall Furnace | Slab-on-grade | 15 | 13 | 1 | 78-92 | 1810 | 0.11502 | 0.00052 | 0.00052 | 3.67 | 26% | 19.5% | 26% | 19.5% | 18.17 | 18.17 | 5.96 | 10.25 | 1.14 | 0.87 |  | 11.4 | 80 | 80 | 62 | EF 86 | EF 59 | EF 59 | EF 52 | None | None | None | None | 0.00052 | 0.00052 | 3.67 | 26% | 19.5% | 26% | 19.5% | 18.17 | 18.17 | 5.96 | 10.25 | 1.14 | 0.87 |  | 14 | 80 | 80 | 66 | EF 95 | EF 60 | EF 60 | EF 74 | None | None | None | None | 0.000442 | 0.000364 | 8 | 10% | 7.5% | 5% | 3.75% | 38 | 44 | 19 | 13 | 0.3 | 0.25 |  | 15 | 92 | 95 | 70 | EF 200 | EF 67 | EF 70 | EF 82 | Wrap 5 ft | Valve | Valve & LF | Valve & TS
AC | Wall Furnace | Slab-on-grade | 15 | 13 | 2 | 78-92 | 2400 | 0.11502 | 0.00052 | 0.00052 | 3.67 | 26% | 16.9% | 26% | 16.9% | 18.17 | 18.17 | 5.96 | 10.25 | 1.14 | 0.87 |  | 11.4 | 80 | 80 | 62 | EF 86 | EF 59 | EF 59 | EF 52 | None | None | None | None | 0.00052 | 0.00052 | 3.67 | 26% | 16.9% | 26% | 16.9% | 18.17 | 18.17 | 5.96 | 10.25 | 1.14 | 0.87 |  | 14 | 80 | 80 | 66 | EF 95 | EF 60 | EF 60 | EF 74 | None | None | None | None | 0.000442 | 0.000364 | 8 | 10% | 6.5% | 5% | 3.25% | 38 | 44 | 19 | 13 | 0.3 | 0.25 |  | 15 | 92 | 95 | 70 | EF 200 | EF 67 | EF 70 | EF 82 | Wrap 5 ft | Valve | Valve & LF | Valve & TS
No AC | Wall Furnace | Crawlspace | 15 | 13 | 1 | 78-92 | 1810 | 0.11502 | 0.00052 | 0.00052 | 3.67 | 26% | 19.5% | 26% | 19.5% | 18.17 | 18.17 | 5.96 | 10.25 | 1.14 | 0.87 |  | 11.4 | 80 | 80 | 62 | EF 86 | EF 59 | EF 59 | EF 52 | None | None | None | None | 0.00052 | 0.00052 | 3.67 | 26% | 19.5% | 26% | 19.5% | 18.17 | 18.17 | 5.96 | 10.25 | 1.14 | 0.87 |  | 14 | 80 | 80 | 66 | EF 95 | EF 60 | EF 60 | EF 74 | None | None | None | None | 0.000442 | 0.000364 | 8 | 10% | 7.5% | 5% | 3.75% | 38 | 44 | 19 | 13 | 0.3 | 0.25 |  | 15 | 92 | 95 | 70 | EF 200 | EF 67 | EF 70 | EF 82 | Wrap 5 ft | Valve | Valve & LF | Valve & TS
No AC | Wall Furnace | Crawlspace | 15 | 13 | 2 | 78-92 | 2400 | 0.11502 | 0.00052 | 0.00052 | 3.67 | 26% | 16.9% | 26% | 16.9% | 18.17 | 18.17 | 5.96 | 10.25 | 1.14 | 0.87 |  | 11.4 | 80 | 80 | 62 | EF 86 | EF 59 | EF 59 | EF 52 | None | None | None | None | 0.00052 | 0.00052 | 3.67 | 26% | 16.9% | 26% | 16.9% | 18.17 | 18.17 | 5.96 | 10.25 | 1.14 | 0.87 |  | 14 | 80 | 80 | 66 | EF 95 | EF 60 | EF 60 | EF 74 | None | None | None | None | 0.000442 | 0.000364 | 8 | 10% | 6.5% | 5% | 3.25% | 38 | 44 | 19 | 13 | 0.3 | 0.25 |  | 15 | 92 | 95 | 70 | EF 200 | EF 67 | EF 70 | EF 82 | Wrap 5 ft | Valve | Valve & LF | Valve & TS
AC | Wall Furnace | Crawlspace | 15 | 13 | 1 | 78-92 | 1810 | 0.11502 | 0.00052 | 0.00052 | 3.67 | 26% | 19.5% | 26% | 19.5% | 18.17 | 18.17 | 5.96 | 10.25 | 1.14 | 0.87 |  | 11.4 | 80 | 80 | 62 | EF 86 | EF 59 | EF 59 | EF 52 | None | None | None | None | 0.00052 | 0.00052 | 3.67 | 26% | 19.5% | 26% | 19.5% | 18.17 | 18.17 | 5.96 | 10.25 | 1.14 | 0.87 |  | 14 | 80 | 80 | 66 | EF 95 | EF 60 | EF 60 | EF 74 | None | None | None | None | 0.000442 | 0.000364 | 8 | 10% | 7.5% | 5% | 3.75% | 38 | 44 | 19 | 13 | 0.3 | 0.25 |  | 15 | 92 | 95 | 70 | EF 200 | EF 67 | EF 70 | EF 82 | Wrap 5 ft | Valve | Valve & LF | Valve & TS
AC | Wall Furnace | Crawlspace | 15 | 13 | 2 | 78-92 | 2400 | 0.11502 | 0.00052 | 0.00052 | 3.67 | 26% | 16.9% | 26% | 16.9% | 18.17 | 18.17 | 5.96 | 10.25 | 1.14 | 0.87 |  | 11.4 | 80 | 80 | 62 | EF 86 | EF 59 | EF 59 | EF 52 | None | None | None | None | 0.00052 | 0.00052 | 3.67 | 26% | 16.9% | 26% | 16.9% | 18.17 | 18.17 | 5.96 | 10.25 | 1.14 | 0.87 |  | 14 | 80 | 80 | 66 | EF 95 | EF 60 | EF 60 | EF 74 | None | None | None | None | 0.000442 | 0.000364 | 8 | 10% | 6.5% | 5% | 3.25% | 38 | 44 | 19 | 13 | 0.3 | 0.25 |  | 15 | 92 | 95 | 70 | EF 200 | EF 67 | EF 70 | EF 82 | Wrap 5 ft | Valve | Valve & LF | Valve & TS
No AC | Wall Furnace | Slab-on-grade | 15 | 13 | 1 | 93-01 | 1910 | 0.2 | 0.00046 | 0.00046 | 4.26 | 22% | 16.5% | 22% | 16.5% | 22.91 | 22.91 | 5.96 | 10.25 | 0.57 | 0.55 |  | 11.4 | 80 | 80 | 62 | EF 86 | EF 59 | EF 59 | EF 52 | None | None | None | None | 0.00046 | 0.00046 | 4.26 | 22% | 16.5% | 22% | 16.5% | 22.91 | 22.91 | 5.96 | 10.25 | 0.57 | 0.55 |  | 14 | 80 | 80 | 66 | EF 95 | EF 60 | EF 60 | EF 74 | None | None | None | None | 0.000391 | 0.000322 | 8 | 10% | 7.5% | 5% | 3.75% | 38 | 44 | 19 | 13 | 0.3 | 0.25 |  | 15 | 92 | 95 | 70 | EF 200 | EF 67 | EF 70 | EF 82 | Wrap 5 ft | Valve | Valve & LF | Valve & TS
No AC | Wall Furnace | Slab-on-grade | 15 | 13 | 2 | 93-01 | 2730 | 0.2 | 0.00046 | 0.00046 | 4.26 | 22% | 14.3% | 22% | 14.3% | 22.91 | 22.91 | 5.96 | 10.25 | 0.57 | 0.55 |  | 11.4 | 80 | 80 | 62 | EF 86 | EF 59 | EF 59 | EF 52 | None | None | None | None | 0.00046 | 0.00046 | 4.26 | 22% | 14.3% | 22% | 14.3% | 22.91 | 22.91 | 5.96 | 10.25 | 0.57 | 0.55 |  | 14 | 80 | 80 | 66 | EF 95 | EF 60 | EF 60 | EF 74 | None | None | None | None | 0.000391 | 0.000322 | 8 | 10% | 6.5% | 5% | 3.25% | 38 | 44 | 19 | 13 | 0.3 | 0.25 |  | 15 | 92 | 95 | 70 | EF 200 | EF 67 | EF 70 | EF 82 | Wrap 5 ft | Valve | Valve & LF | Valve & TS
AC | Wall Furnace | Slab-on-grade | 15 | 13 | 1 | 93-01 | 1910 | 0.2 | 0.00046 | 0.00046 | 4.26 | 22% | 16.5% | 22% | 16.5% | 22.91 | 22.91 | 5.96 | 10.25 | 0.57 | 0.55 |  | 11.4 | 80 | 80 | 62 | EF 86 | EF 59 | EF 59 | EF 52 | None | None | None | None | 0.00046 | 0.00046 | 4.26 | 22% | 16.5% | 22% | 16.5% | 22.91 | 22.91 | 5.96 | 10.25 | 0.57 | 0.55 |  | 14 | 80 | 80 | 66 | EF 95 | EF 60 | EF 60 | EF 74 | None | None | None | None | 0.000391 | 0.000322 | 8 | 10% | 7.5% | 5% | 3.75% | 38 | 44 | 19 | 13 | 0.3 | 0.25 |  | 15 | 92 | 95 | 70 | EF 200 | EF 67 | EF 70 | EF 82 | Wrap 5 ft | Valve | Valve & LF | Valve & TS
AC | Wall Furnace | Slab-on-grade | 15 | 13 | 2 | 93-01 | 2730 | 0.2 | 0.00046 | 0.00046 | 4.26 | 22% | 14.3% | 22% | 14.3% | 22.91 | 22.91 | 5.96 | 10.25 | 0.57 | 0.55 |  | 11.4 | 80 | 80 | 62 | EF 86 | EF 59 | EF 59 | EF 52 | None | None | None | None | 0.00046 | 0.00046 | 4.26 | 22% | 14.3% | 22% | 14.3% | 22.91 | 22.91 | 5.96 | 10.25 | 0.57 | 0.55 |  | 14 | 80 | 80 | 66 | EF 95 | EF 60 | EF 60 | EF 74 | None | None | None | None | 0.000391 | 0.000322 | 8 | 10% | 6.5% | 5% | 3.25% | 38 | 44 | 19 | 13 | 0.3 | 0.25 |  | 15 | 92 | 95 | 70 | EF 200 | EF 67 | EF 70 | EF 82 | Wrap 5 ft | Valve | Valve & LF | Valve & TS
No AC | Wall Furnace | Crawlspace | 15 | 13 | 1 | 93-01 | 1910 | 0.2 | 0.00046 | 0.00046 | 4.26 | 22% | 16.5% | 22% | 16.5% | 22.91 | 22.91 | 5.96 | 10.25 | 0.57 | 0.55 |  | 11.4 | 80 | 80 | 62 | EF 86 | EF 59 | EF 59 | EF 52 | None | None | None | None | 0.00046 | 0.00046 | 4.26 | 22% | 16.5% | 22% | 16.5% | 22.91 | 22.91 | 5.96 | 10.25 | 0.57 | 0.55 |  | 14 | 80 | 80 | 66 | EF 95 | EF 60 | EF 60 | EF 74 | None | None | None | None | 0.000391 | 0.000322 | 8 | 10% | 7.5% | 5% | 3.75% | 38 | 44 | 19 | 13 | 0.3 | 0.25 |  | 15 | 92 | 95 | 70 | EF 200 | EF 67 | EF 70 | EF 82 | Wrap 5 ft | Valve | Valve & LF | Valve & TS
No AC | Wall Furnace | Crawlspace | 15 | 13 | 2 | 93-01 | 2730 | 0.2 | 0.00046 | 0.00046 | 4.26 | 22% | 14.3% | 22% | 14.3% | 22.91 | 22.91 | 5.96 | 10.25 | 0.57 | 0.55 |  | 11.4 | 80 | 80 | 62 | EF 86 | EF 59 | EF 59 | EF 52 | None | None | None | None | 0.00046 | 0.00046 | 4.26 | 22% | 14.3% | 22% | 14.3% | 22.91 | 22.91 | 5.96 | 10.25 | 0.57 | 0.55 |  | 14 | 80 | 80 | 66 | EF 95 | EF 60 | EF 60 | EF 74 | None | None | None | None | 0.000391 | 0.000322 | 8 | 10% | 6.5% | 5% | 3.25% | 38 | 44 | 19 | 13 | 0.3 | 0.25 |  | 15 | 92 | 95 | 70 | EF 200 | EF 67 | EF 70 | EF 82 | Wrap 5 ft | Valve | Valve & LF | Valve & TS
AC | Wall Furnace | Crawlspace | 15 | 13 | 1 | 93-01 | 1910 | 0.2 | 0.00046 | 0.00046 | 4.26 | 22% | 16.5% | 22% | 16.5% | 22.91 | 22.91 | 5.96 | 10.25 | 0.57 | 0.55 |  | 11.4 | 80 | 80 | 62 | EF 86 | EF 59 | EF 59 | EF 52 | None | None | None | None | 0.00046 | 0.00046 | 4.26 | 22% | 16.5% | 22% | 16.5% | 22.91 | 22.91 | 5.96 | 10.25 | 0.57 | 0.55 |  | 14 | 80 | 80 | 66 | EF 95 | EF 60 | EF 60 | EF 74 | None | None | None | None | 0.000391 | 0.000322 | 8 | 10% | 7.5% | 5% | 3.75% | 38 | 44 | 19 | 13 | 0.3 | 0.25 |  | 15 | 92 | 95 | 70 | EF 200 | EF 67 | EF 70 | EF 82 | Wrap 5 ft | Valve | Valve & LF | Valve & TS
AC | Wall Furnace | Crawlspace | 15 | 13 | 2 | 93-01 | 2730 | 0.2 | 0.00046 | 0.00046 | 4.26 | 22% | 14.3% | 22% | 14.3% | 22.91 | 22.91 | 5.96 | 10.25 | 0.57 | 0.55 |  | 11.4 | 80 | 80 | 62 | EF 86 | EF 59 | EF 59 | EF 52 | None | None | None | None | 0.00046 | 0.00046 | 4.26 | 22% | 14.3% | 22% | 14.3% | 22.91 | 22.91 | 5.96 | 10.25 | 0.57 | 0.55 |  | 14 | 80 | 80 | 66 | EF 95 | EF 60 | EF 60 | EF 74 | None | None | None | None | 0.000391 | 0.000322 | 8 | 10% | 6.5% | 5% | 3.25% | 38 | 44 | 19 | 13 | 0.3 | 0.25 |  | 15 | 92 | 95 | 70 | EF 200 | EF 67 | EF 70 | EF 82 | Wrap 5 ft | Valve | Valve & LF | Valve & TS
Note on AM4: Mary Hinkle: v5 - Changed from Code!$B$23 to equal to M3.1aB values
Note on AO4: Mary Hinkle: v5 - Changed from Code!$B$23 to equal to M3.2aB values
Note on AU4: Mary Hinkle: v5 - Changed from =VLOOKUP(D6,Code!$B$92:$D$107,2,FALSE) to equal to M7aB column
Note on AV4: Mary Hinkle: v5 - Changed from =VLOOKUP(E6,Code!$B$92:$D$107,3,FALSE) to equal to M7aB column
Note on BO4: Mary Hinkle: v5 - Changed from 6% to 5%

## Costs (hidden)
Costs are from: Home Upgrade Costs 20171017.xlsm |  |  |  |  | Named Range: "tCosts", must be modified as more rows added | [19 empty] | No Longer Used
|  |  | iA30/iA38 |  | iA44 |  | iW13 |  | iF19 |  | DL5 |  | DL10 |  | L15 |  | L30 |  | H70 |  | H67 |  | eH200 |  | #N/A |  | eAC15 |  | eF92 |  | eF95 |  | wF70 |  | iD8 |  | tH82 |  | WRAP |  | STV |  | STFLF |  | hPW |  | ADTV
| Climate Zone | Vintage | M4.1G | M4.1I | M4.2G | M4.2I | M6G | M6I | M5G | M5I | M3.2aG | M3.2aI | M3.1aG | M3.1aI | M1.1G | M1.1I | M1.2G | M1.2I | M13G | M13I | M12G | M12I | M11G | M11I | M8.1G | M8.1I | M8.2G | M8.2I | M9.1G | M9.1I | M9.2G | M9.2I | M9.3G | M9.3I | M2G | M2I | M14G | M14I | M15G | M15I | M16G | M16I | M17G | M17I | M7aG | M7aI | M18G | M18I
|  |  | Gross | Incr | Gross | Incr | Gross | Incr | Gross | Incr | Gross | Incr | Gross | Incr | Gross | Incr | Gross | Incr | Gross | Incr | Gross | Incr | Gross | Incr | Gross | Incr |  |  | Gross | Incr |  |  |  |  | Gross | Incr | Gross | Incr | Gross | Incr | Gross | Incr | Gross | Incr | Gross | Incr | Gross | Incr
| 1 | pre78 | 1341.0414 | 1341.0414 | 1562.9489 | 1562.9489 | 3485.8518 | 3485.8518 | 1958.8399 | 1958.8399 | 1744.4122 | 1744.4122 | 270.746 | 270.746 | 350 | 350 | 525 | 525 | 1489.0655 | 268.2382 | 1408.594 | 187.7667 | 2228.9181 | 1058.8852 | 1103.8491 | 0 | 1242.0393 | 138.1902 | 918.2032 | 297.1115 | 972.4833 | 351.3916 | 1219.2 | 60.8 | 903.42 | 903.42 | 1999.5257 | 853.9582 | 20.1 | 20.1 | 44.95 | 7 | 54.95 | 17 | 10971.2524 | 10971.2524 | 191.99 | 91.38
| 1 | 78-92 | 1462.7714 | 1462.7714 | 1704.822 | 1704.822 | 3812.3915 | 3812.3915 | 2136.6491 | 2136.6491 | 1744.4122 | 1744.4122 | 270.746 | 270.746 | 350 | 350 | 525 | 525 | 1489.0655 | 268.2382 | 1408.594 | 187.7667 | 2228.9181 | 1058.8852 | 1103.8491 | 0 | 1242.0393 | 138.1902 | 918.2032 | 297.1115 | 972.4833 | 351.3916 | 1219.2 | 60.8 | 903.42 | 903.42 | 1999.5257 | 853.9582 | 20.1 | 20.1 | 44.95 | 7 | 54.95 | 17 | 10568.5075 | 10568.5075 | 191.99 | 91.38
| 1 | 93-01 | 1297.782 | 1297.782 | 1512.5312 | 1512.5312 | 3591.9358 | 3591.9358 | 1895.6515 | 1895.6515 | 1744.4122 | 1744.4122 | 270.746 | 270.746 | 350 | 350 | 525 | 525 | 1489.0655 | 268.2382 | 1408.594 | 187.7667 | 2228.9181 | 1058.8852 | 1103.8491 | 0 | 1242.0393 | 138.1902 | 918.2032 | 297.1115 | 972.4833 | 351.3916 | 1219.2 | 60.8 | 903.42 | 903.42 | 1999.5257 | 853.9582 | 20.1 | 20.1 | 44.95 | 7 | 54.95 | 17 | 20257.3065 | 20257.3065 | 191.99 | 91.38
| 2 | pre78 | 1341.0414 | 1341.0414 | 1562.9489 | 1562.9489 | 3485.8518 | 3485.8518 | 1958.8399 | 1958.8399 | 1744.4122 | 1744.4122 | 270.746 | 270.746 | 350 | 350 | 525 | 525 | 1489.0655 | 268.2382 | 1408.594 | 187.7667 | 2228.9181 | 1058.8852 | 1471.7988 | 0 | 1656.0524 | 184.2536 | 1147.754 | 371.3894 | 1215.6041 | 439.2395 | 1524 | 76 | 903.42 | 903.42 | 1999.5257 | 853.9582 | 20.1 | 20.1 | 44.95 | 7 | 54.95 | 17 | 10971.2524 | 10971.2524 | 191.99 | 91.38
| 2 | 78-92 | 1462.7714 | 1462.7714 | 1704.822 | 1704.822 | 3812.3915 | 3812.3915 | 2136.6491 | 2136.6491 | 1744.4122 | 1744.4122 | 270.746 | 270.746 | 350 | 350 | 525 | 525 | 1489.0655 | 268.2382 | 1408.594 | 187.7667 | 2228.9181 | 1058.8852 | 1471.7988 | 0 | 1656.0524 | 184.2536 | 918.2032 | 297.1115 | 972.4833 | 351.3916 | 1219.2 | 60.8 | 903.42 | 903.42 | 1999.5257 | 853.9582 | 20.1 | 20.1 | 44.95 | 7 | 54.95 | 17 | 10568.5075 | 10568.5075 | 191.99 | 91.38
| 2 | 93-01 | 1297.782 | 1297.782 | 1512.5312 | 1512.5312 | 3591.9358 | 3591.9358 | 1895.6515 | 1895.6515 | 1744.4122 | 1744.4122 | 270.746 | 270.746 | 350 | 350 | 525 | 525 | 1489.0655 | 268.2382 | 1408.594 | 187.7667 | 2228.9181 | 1058.8852 | 1471.7988 | 0 | 1656.0524 | 184.2536 | 918.2032 | 297.1115 | 972.4833 | 351.3916 | 1219.2 | 60.8 | 903.42 | 903.42 | 1999.5257 | 853.9582 | 20.1 | 20.1 | 44.95 | 7 | 54.95 | 17 | 20257.3065 | 20257.3065 | 191.99 | 91.38
| 3 | pre78 | 1341.0414 | 1341.0414 | 1562.9489 | 1562.9489 | 3485.8518 | 3485.8518 | 1958.8399 | 1958.8399 | 1744.4122 | 1744.4122 | 270.746 | 270.746 | 350 | 350 | 525 | 525 | 1489.0655 | 268.2382 | 1408.594 | 187.7667 | 2228.9181 | 1058.8852 | 1471.7988 | 0 | 1656.0524 | 184.2536 | 918.2032 | 297.1115 | 972.4833 | 351.3916 | 1219.2 | 60.8 | 903.42 | 903.42 | 1999.5257 | 853.9582 | 20.1 | 20.1 | 44.95 | 7 | 54.95 | 17 | 10971.2524 | 10971.2524 | 191.99 | 91.38
| 3 | 78-92 | 1462.7714 | 1462.7714 | 1704.822 | 1704.822 | 3812.3915 | 3812.3915 | 2136.6491 | 2136.6491 | 1744.4122 | 1744.4122 | 270.746 | 270.746 | 350 | 350 | 525 | 525 | 1489.0655 | 268.2382 | 1408.594 | 187.7667 | 2228.9181 | 1058.8852 | 1103.8491 | 0 | 1242.0393 | 138.1902 | 918.2032 | 297.1115 | 972.4833 | 351.3916 | 1219.2 | 60.8 | 903.42 | 903.42 | 1999.5257 | 853.9582 | 20.1 | 20.1 | 44.95 | 7 | 54.95 | 17 | 10568.5075 | 10568.5075 | 191.99 | 91.38
| 3 | 93-01 | 1297.782 | 1297.782 | 1512.5312 | 1512.5312 | 3591.9358 | 3591.9358 | 1895.6515 | 1895.6515 | 1744.4122 | 1744.4122 | 270.746 | 270.746 | 350 | 350 | 525 | 525 | 1489.0655 | 268.2382 | 1408.594 | 187.7667 | 2228.9181 | 1058.8852 | 1103.8491 | 0 | 1242.0393 | 138.1902 | 918.2032 | 297.1115 | 972.4833 | 351.3916 | 1219.2 | 60.8 | 903.42 | 903.42 | 1999.5257 | 853.9582 | 20.1 | 20.1 | 44.95 | 7 | 54.95 | 17 | 20257.3065 | 20257.3065 | 191.99 | 91.38
| 4 | pre78 | 1341.0414 | 1341.0414 | 1562.9489 | 1562.9489 | 3485.8518 | 3485.8518 | 1958.8399 | 1958.8399 | 1744.4122 | 1744.4122 | 270.746 | 270.746 | 350 | 350 | 525 | 525 | 1489.0655 | 268.2382 | 1408.594 | 187.7667 | 2228.9181 | 1058.8852 | 1103.8491 | 0 | 1242.0393 | 138.1902 | 918.2032 | 297.1115 | 972.4833 | 351.3916 | 1219.2 | 60.8 | 903.42 | 903.42 | 1999.5257 | 853.9582 | 20.1 | 20.1 | 44.95 | 7 | 54.95 | 17 | 10971.2524 | 10971.2524 | 191.99 | 91.38
| 4 | 78-92 | 1462.7714 | 1462.7714 | 1704.822 | 1704.822 | 3812.3915 | 3812.3915 | 2136.6491 | 2136.6491 | 1744.4122 | 1744.4122 | 270.746 | 270.746 | 350 | 350 | 525 | 525 | 1489.0655 | 268.2382 | 1408.594 | 187.7667 | 2228.9181 | 1058.8852 | 1103.8491 | 0 | 1242.0393 | 138.1902 | 918.2032 | 297.1115 | 972.4833 | 351.3916 | 1219.2 | 60.8 | 903.42 | 903.42 | 1999.5257 | 853.9582 | 20.1 | 20.1 | 44.95 | 7 | 54.95 | 17 | 10568.5075 | 10568.5075 | 191.99 | 91.38
| 4 | 93-01 | 1297.782 | 1297.782 | 1512.5312 | 1512.5312 | 3591.9358 | 3591.9358 | 1895.6515 | 1895.6515 | 1744.4122 | 1744.4122 | 270.746 | 270.746 | 350 | 350 | 525 | 525 | 1489.0655 | 268.2382 | 1408.594 | 187.7667 | 2228.9181 | 1058.8852 | 1103.8491 | 0 | 1242.0393 | 138.1902 | 918.2032 | 297.1115 | 972.4833 | 351.3916 | 1219.2 | 60.8 | 903.42 | 903.42 | 1999.5257 | 853.9582 | 20.1 | 20.1 | 44.95 | 7 | 54.95 | 17 | 20257.3065 | 20257.3065 | 191.99 | 91.38
| 5 | pre78 | 1341.0414 | 1341.0414 | 1562.9489 | 1562.9489 | 3485.8518 | 3485.8518 | 1958.8399 | 1958.8399 | 1744.4122 | 1744.4122 | 270.746 | 270.746 | 350 | 350 | 525 | 525 | 1489.0655 | 268.2382 | 1408.594 | 187.7667 | 2228.9181 | 1058.8852 | 1471.7988 | 0 | 1656.0524 | 184.2536 | 918.2032 | 297.1115 | 972.4833 | 351.3916 | 1219.2 | 60.8 | 903.42 | 903.42 | 1999.5257 | 853.9582 | 20.1 | 20.1 | 44.95 | 7 | 54.95 | 17 | 10971.2524 | 10971.2524 | 191.99 | 91.38
| 5 | 78-92 | 1462.7714 | 1462.7714 | 1704.822 | 1704.822 | 3812.3915 | 3812.3915 | 2136.6491 | 2136.6491 | 1744.4122 | 1744.4122 | 270.746 | 270.746 | 350 | 350 | 525 | 525 | 1489.0655 | 268.2382 | 1408.594 | 187.7667 | 2228.9181 | 1058.8852 | 1103.8491 | 0 | 1242.0393 | 138.1902 | 918.2032 | 297.1115 | 972.4833 | 351.3916 | 1219.2 | 60.8 | 903.42 | 903.42 | 1999.5257 | 853.9582 | 20.1 | 20.1 | 44.95 | 7 | 54.95 | 17 | 10568.5075 | 10568.5075 | 191.99 | 91.38
| 5 | 93-01 | 1297.782 | 1297.782 | 1512.5312 | 1512.5312 | 3591.9358 | 3591.9358 | 1895.6515 | 1895.6515 | 1744.4122 | 1744.4122 | 270.746 | 270.746 | 350 | 350 | 525 | 525 | 1489.0655 | 268.2382 | 1408.594 | 187.7667 | 2228.9181 | 1058.8852 | 1471.7988 | 0 | 1656.0524 | 184.2536 | 918.2032 | 297.1115 | 972.4833 | 351.3916 | 1219.2 | 60.8 | 903.42 | 903.42 | 1999.5257 | 853.9582 | 20.1 | 20.1 | 44.95 | 7 | 54.95 | 17 | 20257.3065 | 20257.3065 | 191.99 | 91.38
| 6 | pre78 | 1341.0414 | 1341.0414 | 1562.9489 | 1562.9489 | 3485.8518 | 3485.8518 | 1958.8399 | 1958.8399 | 1744.4122 | 1744.4122 | 270.746 | 270.746 | 350 | 350 | 525 | 525 | 1489.0655 | 268.2382 | 1408.594 | 187.7667 | 2228.9181 | 1058.8852 | 1471.7988 | 0 | 1656.0524 | 184.2536 | 918.2032 | 297.1115 | 972.4833 | 351.3916 | 1219.2 | 60.8 | 903.42 | 903.42 | 1999.5257 | 853.9582 | 20.1 | 20.1 | 44.95 | 7 | 54.95 | 17 | 10971.2524 | 10971.2524 | 191.99 | 91.38
| 6 | 78-92 | 1462.7714 | 1462.7714 | 1704.822 | 1704.822 | 3812.3915 | 3812.3915 | 2136.6491 | 2136.6491 | 1744.4122 | 1744.4122 | 270.746 | 270.746 | 350 | 350 | 525 | 525 | 1489.0655 | 268.2382 | 1408.594 | 187.7667 | 2228.9181 | 1058.8852 | 1471.7988 | 0 | 1656.0524 | 184.2536 | 918.2032 | 297.1115 | 972.4833 | 351.3916 | 1219.2 | 60.8 | 903.42 | 903.42 | 1999.5257 | 853.9582 | 20.1 | 20.1 | 44.95 | 7 | 54.95 | 17 | 10568.5075 | 10568.5075 | 191.99 | 91.38
| 6 | 93-01 | 1297.782 | 1297.782 | 1512.5312 | 1512.5312 | 3591.9358 | 3591.9358 | 1895.6515 | 1895.6515 | 1744.4122 | 1744.4122 | 270.746 | 270.746 | 350 | 350 | 525 | 525 | 1489.0655 | 268.2382 | 1408.594 | 187.7667 | 2228.9181 | 1058.8852 | 1471.7988 | 0 | 1656.0524 | 184.2536 | 918.2032 | 297.1115 | 972.4833 | 351.3916 | 1219.2 | 60.8 | 903.42 | 903.42 | 1999.5257 | 853.9582 | 20.1 | 20.1 | 44.95 | 7 | 54.95 | 17 | 20257.3065 | 20257.3065 | 191.99 | 91.38
| 7 | pre78 | 1341.0414 | 1341.0414 | 1562.9489 | 1562.9489 | 3485.8518 | 3485.8518 | 1958.8399 | 1958.8399 | 1744.4122 | 1744.4122 | 270.746 | 270.746 | 350 | 350 | 525 | 525 | 1489.0655 | 268.2382 | 1408.594 | 187.7667 | 2228.9181 | 1058.8852 | 1103.8491 | 0 | 1242.0393 | 138.1902 | 918.2032 | 297.1115 | 972.4833 | 351.3916 | 1219.2 | 60.8 | 903.42 | 903.42 | 1999.5257 | 853.9582 | 20.1 | 20.1 | 44.95 | 7 | 54.95 | 17 | 10971.2524 | 10971.2524 | 191.99 | 91.38
| 7 | 78-92 | 1462.7714 | 1462.7714 | 1704.822 | 1704.822 | 3812.3915 | 3812.3915 | 2136.6491 | 2136.6491 | 1744.4122 | 1744.4122 | 270.746 | 270.746 | 350 | 350 | 525 | 525 | 1489.0655 | 268.2382 | 1408.594 | 187.7667 | 2228.9181 | 1058.8852 | 1103.8491 | 0 | 1242.0393 | 138.1902 | 918.2032 | 297.1115 | 972.4833 | 351.3916 | 1219.2 | 60.8 | 903.42 | 903.42 | 1999.5257 | 853.9582 | 20.1 | 20.1 | 44.95 | 7 | 54.95 | 17 | 10568.5075 | 10568.5075 | 191.99 | 91.38
| 7 | 93-01 | 1297.782 | 1297.782 | 1512.5312 | 1512.5312 | 3591.9358 | 3591.9358 | 1895.6515 | 1895.6515 | 1744.4122 | 1744.4122 | 270.746 | 270.746 | 350 | 350 | 525 | 525 | 1489.0655 | 268.2382 | 1408.594 | 187.7667 | 2228.9181 | 1058.8852 | 1103.8491 | 0 | 1242.0393 | 138.1902 | 918.2032 | 297.1115 | 972.4833 | 351.3916 | 1219.2 | 60.8 | 903.42 | 903.42 | 1999.5257 | 853.9582 | 20.1 | 20.1 | 44.95 | 7 | 54.95 | 17 | 20257.3065 | 20257.3065 | 191.99 | 91.38
| 8 | pre78 | 1341.0414 | 1341.0414 | 1562.9489 | 1562.9489 | 3485.8518 | 3485.8518 | 1958.8399 | 1958.8399 | 1744.4122 | 1744.4122 | 270.746 | 270.746 | 350 | 350 | 525 | 525 | 1489.0655 | 268.2382 | 1408.594 | 187.7667 | 2228.9181 | 1058.8852 | 1471.7988 | 0 | 1656.0524 | 184.2536 | 918.2032 | 297.1115 | 972.4833 | 351.3916 | 1219.2 | 60.8 | 903.42 | 903.42 | 1999.5257 | 853.9582 | 20.1 | 20.1 | 44.95 | 7 | 54.95 | 17 | 10971.2524 | 10971.2524 | 191.99 | 91.38
| 8 | 78-92 | 1462.7714 | 1462.7714 | 1704.822 | 1704.822 | 3812.3915 | 3812.3915 | 2136.6491 | 2136.6491 | 1744.4122 | 1744.4122 | 270.746 | 270.746 | 350 | 350 | 525 | 525 | 1489.0655 | 268.2382 | 1408.594 | 187.7667 | 2228.9181 | 1058.8852 | 1103.8491 | 0 | 1242.0393 | 138.1902 | 918.2032 | 297.1115 | 972.4833 | 351.3916 | 1219.2 | 60.8 | 903.42 | 903.42 | 1999.5257 | 853.9582 | 20.1 | 20.1 | 44.95 | 7 | 54.95 | 17 | 10568.5075 | 10568.5075 | 191.99 | 91.38
| 8 | 93-01 | 1297.782 | 1297.782 | 1512.5312 | 1512.5312 | 3591.9358 | 3591.9358 | 1895.6515 | 1895.6515 | 1744.4122 | 1744.4122 | 270.746 | 270.746 | 350 | 350 | 525 | 525 | 1489.0655 | 268.2382 | 1408.594 | 187.7667 | 2228.9181 | 1058.8852 | 1471.7988 | 0 | 1656.0524 | 184.2536 | 918.2032 | 297.1115 | 972.4833 | 351.3916 | 1219.2 | 60.8 | 903.42 | 903.42 | 1999.5257 | 853.9582 | 20.1 | 20.1 | 44.95 | 7 | 54.95 | 17 | 20257.3065 | 20257.3065 | 191.99 | 91.38
| 9 | pre78 | 1341.0414 | 1341.0414 | 1562.9489 | 1562.9489 | 3485.8518 | 3485.8518 | 1958.8399 | 1958.8399 | 1744.4122 | 1744.4122 | 270.746 | 270.746 | 350 | 350 | 525 | 525 | 1489.0655 | 268.2382 | 1408.594 | 187.7667 | 2228.9181 | 1058.8852 | 1839.7485 | 0 | 2070.0655 | 230.317 | 1147.754 | 371.3894 | 1215.6041 | 439.2395 | 1524 | 76 | 903.42 | 903.42 | 1999.5257 | 853.9582 | 20.1 | 20.1 | 44.95 | 7 | 54.95 | 17 | 10971.2524 | 10971.2524 | 191.99 | 91.38
| 9 | 78-92 | 1462.7714 | 1462.7714 | 1704.822 | 1704.822 | 3812.3915 | 3812.3915 | 2136.6491 | 2136.6491 | 1744.4122 | 1744.4122 | 270.746 | 270.746 | 350 | 350 | 525 | 525 | 1489.0655 | 268.2382 | 1408.594 | 187.7667 | 2228.9181 | 1058.8852 | 1471.7988 | 0 | 1656.0524 | 184.2536 | 918.2032 | 297.1115 | 972.4833 | 351.3916 | 1219.2 | 60.8 | 903.42 | 903.42 | 1999.5257 | 853.9582 | 20.1 | 20.1 | 44.95 | 7 | 54.95 | 17 | 10568.5075 | 10568.5075 | 191.99 | 91.38
| 9 | 93-01 | 1297.782 | 1297.782 | 1512.5312 | 1512.5312 | 3591.9358 | 3591.9358 | 1895.6515 | 1895.6515 | 1744.4122 | 1744.4122 | 270.746 | 270.746 | 350 | 350 | 525 | 525 | 1489.0655 | 268.2382 | 1408.594 | 187.7667 | 2228.9181 | 1058.8852 | 1471.7988 | 0 | 1656.0524 | 184.2536 | 918.2032 | 297.1115 | 972.4833 | 351.3916 | 1219.2 | 60.8 | 903.42 | 903.42 | 1999.5257 | 853.9582 | 20.1 | 20.1 | 44.95 | 7 | 54.95 | 17 | 20257.3065 | 20257.3065 | 191.99 | 91.38
| 10 | pre78 | 1341.0414 | 1341.0414 | 1562.9489 | 1562.9489 | 3485.8518 | 3485.8518 | 1958.8399 | 1958.8399 | 1744.4122 | 1744.4122 | 270.746 | 270.746 | 350 | 350 | 525 | 525 | 1489.0655 | 268.2382 | 1408.594 | 187.7667 | 2228.9181 | 1058.8852 | 1839.7485 | 0 | 2070.0655 | 230.317 | 1147.754 | 371.3894 | 1215.6041 | 439.2395 | 1524 | 76 | 903.42 | 903.42 | 1999.5257 | 853.9582 | 20.1 | 20.1 | 44.95 | 7 | 54.95 | 17 | 10971.2524 | 10971.2524 | 191.99 | 91.38
| 10 | 78-92 | 1462.7714 | 1462.7714 | 1704.822 | 1704.822 | 3812.3915 | 3812.3915 | 2136.6491 | 2136.6491 | 1744.4122 | 1744.4122 | 270.746 | 270.746 | 350 | 350 | 525 | 525 | 1489.0655 | 268.2382 | 1408.594 | 187.7667 | 2228.9181 | 1058.8852 | 1839.7485 | 0 | 2070.0655 | 230.317 | 1147.754 | 371.3894 | 1215.6041 | 439.2395 | 1524 | 76 | 903.42 | 903.42 | 1999.5257 | 853.9582 | 20.1 | 20.1 | 44.95 | 7 | 54.95 | 17 | 10568.5075 | 10568.5075 | 191.99 | 91.38
| 10 | 93-01 | 1297.782 | 1297.782 | 1512.5312 | 1512.5312 | 3591.9358 | 3591.9358 | 1895.6515 | 1895.6515 | 1744.4122 | 1744.4122 | 270.746 | 270.746 | 350 | 350 | 525 | 525 | 1489.0655 | 268.2382 | 1408.594 | 187.7667 | 2228.9181 | 1058.8852 | 1471.7988 | 0 | 1656.0524 | 184.2536 | 918.2032 | 297.1115 | 972.4833 | 351.3916 | 1219.2 | 60.8 | 903.42 | 903.42 | 1999.5257 | 853.9582 | 20.1 | 20.1 | 44.95 | 7 | 54.95 | 17 | 20257.3065 | 20257.3065 | 191.99 | 91.38
| 11 | pre78 | 1341.0414 | 1341.0414 | 1562.9489 | 1562.9489 | 3485.8518 | 3485.8518 | 1958.8399 | 1958.8399 | 1744.4122 | 1744.4122 | 270.746 | 270.746 | 350 | 350 | 525 | 525 | 1489.0655 | 268.2382 | 1408.594 | 187.7667 | 2228.9181 | 1058.8852 | 1839.7485 | 0 | 2070.0655 | 230.317 | 1147.754 | 371.3894 | 1215.6041 | 439.2395 | 1524 | 76 | 903.42 | 903.42 | 1999.5257 | 853.9582 | 20.1 | 20.1 | 44.95 | 7 | 54.95 | 17 | 10971.2524 | 10971.2524 | 191.99 | 91.38
| 11 | 78-92 | 1462.7714 | 1462.7714 | 1704.822 | 1704.822 | 3812.3915 | 3812.3915 | 2136.6491 | 2136.6491 | 1744.4122 | 1744.4122 | 270.746 | 270.746 | 350 | 350 | 525 | 525 | 1489.0655 | 268.2382 | 1408.594 | 187.7667 | 2228.9181 | 1058.8852 | 1839.7485 | 0 | 2070.0655 | 230.317 | 1147.754 | 371.3894 | 1215.6041 | 439.2395 | 1524 | 76 | 903.42 | 903.42 | 1999.5257 | 853.9582 | 20.1 | 20.1 | 44.95 | 7 | 54.95 | 17 | 10568.5075 | 10568.5075 | 191.99 | 91.38
| 11 | 93-01 | 1297.782 | 1297.782 | 1512.5312 | 1512.5312 | 3591.9358 | 3591.9358 | 1895.6515 | 1895.6515 | 1744.4122 | 1744.4122 | 270.746 | 270.746 | 350 | 350 | 525 | 525 | 1489.0655 | 268.2382 | 1408.594 | 187.7667 | 2228.9181 | 1058.8852 | 1471.7988 | 0 | 1656.0524 | 184.2536 | 918.2032 | 297.1115 | 972.4833 | 351.3916 | 1219.2 | 60.8 | 903.42 | 903.42 | 1999.5257 | 853.9582 | 20.1 | 20.1 | 44.95 | 7 | 54.95 | 17 | 20257.3065 | 20257.3065 | 191.99 | 91.38
| 12 | pre78 | 1341.0414 | 1341.0414 | 1562.9489 | 1562.9489 | 3485.8518 | 3485.8518 | 1958.8399 | 1958.8399 | 1744.4122 | 1744.4122 | 270.746 | 270.746 | 350 | 350 | 525 | 525 | 1489.0655 | 268.2382 | 1408.594 | 187.7667 | 2228.9181 | 1058.8852 | 1839.7485 | 0 | 2070.0655 | 230.317 | 1147.754 | 371.3894 | 1215.6041 | 439.2395 | 1524 | 76 | 903.42 | 903.42 | 1999.5257 | 853.9582 | 20.1 | 20.1 | 44.95 | 7 | 54.95 | 17 | 10971.2524 | 10971.2524 | 191.99 | 91.38
| 12 | 78-92 | 1462.7714 | 1462.7714 | 1704.822 | 1704.822 | 3812.3915 | 3812.3915 | 2136.6491 | 2136.6491 | 1744.4122 | 1744.4122 | 270.746 | 270.746 | 350 | 350 | 525 | 525 | 1489.0655 | 268.2382 | 1408.594 | 187.7667 | 2228.9181 | 1058.8852 | 1839.7485 | 0 | 2070.0655 | 230.317 | 1147.754 | 371.3894 | 1215.6041 | 439.2395 | 1524 | 76 | 903.42 | 903.42 | 1999.5257 | 853.9582 | 20.1 | 20.1 | 44.95 | 7 | 54.95 | 17 | 10568.5075 | 10568.5075 | 191.99 | 91.38
| 12 | 93-01 | 1297.782 | 1297.782 | 1512.5312 | 1512.5312 | 3591.9358 | 3591.9358 | 1895.6515 | 1895.6515 | 1744.4122 | 1744.4122 | 270.746 | 270.746 | 350 | 350 | 525 | 525 | 1489.0655 | 268.2382 | 1408.594 | 187.7667 | 2228.9181 | 1058.8852 | 1471.7988 | 0 | 1656.0524 | 184.2536 | 918.2032 | 297.1115 | 972.4833 | 351.3916 | 1219.2 | 60.8 | 903.42 | 903.42 | 1999.5257 | 853.9582 | 20.1 | 20.1 | 44.95 | 7 | 54.95 | 17 | 20257.3065 | 20257.3065 | 191.99 | 91.38
| 13 | pre78 | 1341.0414 | 1341.0414 | 1562.9489 | 1562.9489 | 3485.8518 | 3485.8518 | 1958.8399 | 1958.8399 | 1744.4122 | 1744.4122 | 270.746 | 270.746 | 350 | 350 | 525 | 525 | 1489.0655 | 268.2382 | 1408.594 | 187.7667 | 2228.9181 | 1058.8852 | 1839.7485 | 0 | 2070.0655 | 230.317 | 1147.754 | 371.3894 | 1215.6041 | 439.2395 | 1524 | 76 | 903.42 | 903.42 | 1999.5257 | 853.9582 | 20.1 | 20.1 | 44.95 | 7 | 54.95 | 17 | 10971.2524 | 10971.2524 | 191.99 | 91.38
| 13 | 78-92 | 1462.7714 | 1462.7714 | 1704.822 | 1704.822 | 3812.3915 | 3812.3915 | 2136.6491 | 2136.6491 | 1744.4122 | 1744.4122 | 270.746 | 270.746 | 350 | 350 | 525 | 525 | 1489.0655 | 268.2382 | 1408.594 | 187.7667 | 2228.9181 | 1058.8852 | 1839.7485 | 0 | 2070.0655 | 230.317 | 1147.754 | 371.3894 | 1215.6041 | 439.2395 | 1524 | 76 | 903.42 | 903.42 | 1999.5257 | 853.9582 | 20.1 | 20.1 | 44.95 | 7 | 54.95 | 17 | 10568.5075 | 10568.5075 | 191.99 | 91.38
| 13 | 93-01 | 1297.782 | 1297.782 | 1512.5312 | 1512.5312 | 3591.9358 | 3591.9358 | 1895.6515 | 1895.6515 | 1744.4122 | 1744.4122 | 270.746 | 270.746 | 350 | 350 | 525 | 525 | 1489.0655 | 268.2382 | 1408.594 | 187.7667 | 2228.9181 | 1058.8852 | 1471.7988 | 0 | 1656.0524 | 184.2536 | 918.2032 | 297.1115 | 972.4833 | 351.3916 | 1219.2 | 60.8 | 903.42 | 903.42 | 1999.5257 | 853.9582 | 20.1 | 20.1 | 44.95 | 7 | 54.95 | 17 | 20257.3065 | 20257.3065 | 191.99 | 91.38
| 14 | pre78 | 1341.0414 | 1341.0414 | 1562.9489 | 1562.9489 | 3485.8518 | 3485.8518 | 1958.8399 | 1958.8399 | 1744.4122 | 1744.4122 | 270.746 | 270.746 | 350 | 350 | 525 | 525 | 1489.0655 | 268.2382 | 1408.594 | 187.7667 | 2228.9181 | 1058.8852 | 2943.5976 | 0 | 3312.1048 | 368.5071 | 1836.4064 | 594.2231 | 1944.9666 | 702.7833 | 2438.4 | 121.6 | 903.42 | 903.42 | 1999.5257 | 853.9582 | 20.1 | 20.1 | 44.95 | 7 | 54.95 | 17 | 10971.2524 | 10971.2524 | 191.99 | 91.38
| 14 | 78-92 | 1462.7714 | 1462.7714 | 1704.822 | 1704.822 | 3812.3915 | 3812.3915 | 2136.6491 | 2136.6491 | 1744.4122 | 1744.4122 | 270.746 | 270.746 | 350 | 350 | 525 | 525 | 1489.0655 | 268.2382 | 1408.594 | 187.7667 | 2228.9181 | 1058.8852 | 2207.6982 | 0 | 2484.0786 | 276.3804 | 1377.3048 | 445.6673 | 1458.725 | 527.0874 | 1828.8 | 91.2 | 903.42 | 903.42 | 1999.5257 | 853.9582 | 20.1 | 20.1 | 44.95 | 7 | 54.95 | 17 | 10568.5075 | 10568.5075 | 191.99 | 91.38
| 14 | 93-01 | 1297.782 | 1297.782 | 1512.5312 | 1512.5312 | 3591.9358 | 3591.9358 | 1895.6515 | 1895.6515 | 1744.4122 | 1744.4122 | 270.746 | 270.746 | 350 | 350 | 525 | 525 | 1489.0655 | 268.2382 | 1408.594 | 187.7667 | 2228.9181 | 1058.8852 | 1471.7988 | 0 | 1656.0524 | 184.2536 | 918.2032 | 297.1115 | 972.4833 | 351.3916 | 1219.2 | 60.8 | 903.42 | 903.42 | 1999.5257 | 853.9582 | 20.1 | 20.1 | 44.95 | 7 | 54.95 | 17 | 20257.3065 | 20257.3065 | 191.99 | 91.38
| 15 | pre78 | 1341.0414 | 1341.0414 | 1562.9489 | 1562.9489 | 3485.8518 | 3485.8518 | 1958.8399 | 1958.8399 | 1744.4122 | 1744.4122 | 270.746 | 270.746 | 350 | 350 | 525 | 525 | 1489.0655 | 268.2382 | 1408.594 | 187.7667 | 2228.9181 | 1058.8852 | 3311.5473 | 0 | 3726.1179 | 414.5705 | 1836.4064 | 594.2231 | 1944.9666 | 702.7833 | 2438.4 | 121.6 | 903.42 | 903.42 | 1999.5257 | 853.9582 | 20.1 | 20.1 | 44.95 | 7 | 54.95 | 17 | 10971.2524 | 10971.2524 | 191.99 | 91.38
| 15 | 78-92 | 1462.7714 | 1462.7714 | 1704.822 | 1704.822 | 3812.3915 | 3812.3915 | 2136.6491 | 2136.6491 | 1744.4122 | 1744.4122 | 270.746 | 270.746 | 350 | 350 | 525 | 525 | 1489.0655 | 268.2382 | 1408.594 | 187.7667 | 2228.9181 | 1058.8852 | 2207.6982 | 0 | 2484.0786 | 276.3804 | 1377.3048 | 445.6673 | 1458.725 | 527.0874 | 1828.8 | 91.2 | 903.42 | 903.42 | 1999.5257 | 853.9582 | 20.1 | 20.1 | 44.95 | 7 | 54.95 | 17 | 10568.5075 | 10568.5075 | 191.99 | 91.38
| 15 | 93-01 | 1297.782 | 1297.782 | 1512.5312 | 1512.5312 | 3591.9358 | 3591.9358 | 1895.6515 | 1895.6515 | 1744.4122 | 1744.4122 | 270.746 | 270.746 | 350 | 350 | 525 | 525 | 1489.0655 | 268.2382 | 1408.594 | 187.7667 | 2228.9181 | 1058.8852 | 1471.7988 | 0 | 1656.0524 | 184.2536 | 1147.754 | 371.3894 | 1215.6041 | 439.2395 | 1524 | 76 | 903.42 | 903.42 | 1999.5257 | 853.9582 | 20.1 | 20.1 | 44.95 | 7 | 54.95 | 17 | 20257.3065 | 20257.3065 | 191.99 | 91.38
| 16 | pre78 | 1341.0414 | 1341.0414 | 1562.9489 | 1562.9489 | 3485.8518 | 3485.8518 | 1958.8399 | 1958.8399 | 1744.4122 | 1744.4122 | 270.746 | 270.746 | 350 | 350 | 525 | 525 | 1489.0655 | 268.2382 | 1408.594 | 187.7667 | 2228.9181 | 1058.8852 | 1471.7988 | 0 | 1656.0524 | 184.2536 | 918.2032 | 297.1115 | 972.4833 | 351.3916 | 1219.2 | 60.8 | 903.42 | 903.42 | 1999.5257 | 853.9582 | 20.1 | 20.1 | 44.95 | 7 | 54.95 | 17 | 10971.2524 | 10971.2524 | 191.99 | 91.38
| 16 | 78-92 | 1462.7714 | 1462.7714 | 1704.822 | 1704.822 | 3812.3915 | 3812.3915 | 2136.6491 | 2136.6491 | 1744.4122 | 1744.4122 | 270.746 | 270.746 | 350 | 350 | 525 | 525 | 1489.0655 | 268.2382 | 1408.594 | 187.7667 | 2228.9181 | 1058.8852 | 1471.7988 | 0 | 1656.0524 | 184.2536 | 918.2032 | 297.1115 | 972.4833 | 351.3916 | 1219.2 | 60.8 | 903.42 | 903.42 | 1999.5257 | 853.9582 | 20.1 | 20.1 | 44.95 | 7 | 54.95 | 17 | 10568.5075 | 10568.5075 | 191.99 | 91.38
| 16 | 93-01 | 1297.782 | 1297.782 | 1512.5312 | 1512.5312 | 3591.9358 | 3591.9358 | 1895.6515 | 1895.6515 | 1744.4122 | 1744.4122 | 270.746 | 270.746 | 350 | 350 | 525 | 525 | 1489.0655 | 268.2382 | 1408.594 | 187.7667 | 2228.9181 | 1058.8852 | 1471.7988 | 0 | 1656.0524 | 184.2536 | 918.2032 | 297.1115 | 972.4833 | 351.3916 | 1219.2 | 60.8 | 903.42 | 903.42 | 1999.5257 | 853.9582 | 20.1 | 20.1 | 44.95 | 7 | 54.95 | 17 | 20257.3065 | 20257.3065 | 191.99 | 91.38
Note on AV3: Mary Hinkle: v5 - Added

## Sheet1 (hidden)
Climate Zone | Vintage | M4.1G | M4.1I | M4.2G | M4.2I | M6G | M6I | M5G | M5I | M3.2aG | M3.2aI | M3.1aG | M3.1aI | M1.1G | M1.1I | M1.2G | M1.2I | M13G | M13I | M12G | M12I | M11G | M11I | M8.1G | M8.1I | M8.2G | M8.2I | M9.1G | M9.1I | M9.2G | M9.2I | M9.3G | M9.3I | M2G | M2I | M14G | M14I | M15G | M15I | M16G | M16I | M17G | M17I | M7aG | M7aI | M18G | M18I
|  | Gross | Incr | Gross | Incr | Gross | Incr | Gross | Incr | Gross | Incr | Gross | Incr | Gross | Incr | Gross | Incr | Gross | Incr | Gross | Incr | Gross | Incr | Gross | Incr |  |  | Gross | Incr |  |  |  |  | Gross | Incr | Gross | Incr | Gross | Incr | Gross | Incr | Gross | Incr | Gross | Incr | Gross | Incr
|  | Attic Insulation |  |  |  | Wall Insulation |  | Floor Insulation |  | Duct Leakage |  | Duct Leakage |  | Building Leakage- Reduce 15% |  | Building Leakage- Reduce 30% |  | DHW .62 EF |  | DHW .67 EF |  | DHW .93 EF |  | AC Replacement |  |  |  | Furnace Replacement | [5 empty] | Duct Insulation Replacement |  | Tankless hot water |  | Pipe Wrap |  | Shower Tstat Valve |  | Shower Tstat Valve with low flow showerhead |  | High Performance Windows |  | Auto Diverting Tub Spout with Thermostatic Shut-Off Valve
1 | 2 | 3 | 3 | 3 | 3 | 3 | 3 | 3 | 3 | 3 | 3 | 3 | 3 | 3 | 3 | 3 | 3 | 3 | 3 | 3 | 3 | 3 | 3 | 3 | 4 | 4 | 4 | 4 | 4 | 4 | 4 | 4 | 4 | 4 | 4 | 4 | 4 | 4 | 4 | 4 | 4 | 4 | 4 | 4 | 4 | 4 | 4
Climate Zone | Vintage | M4.1G | M4.2G | M6G | M5G | M3.2aG | M3.1aG | M1.1G | M1.2G | M13G | M12G | M11G | M8.1G | M8.2G | M9.1G | M9.2G | M9.3G | M2G | M14G | M15G | M16G | M17G | M7aG | M18G | M4.1I | M4.2I | M6I | M5I | M3.2aI | M3.1aI | M1.1I | M1.2I | M13I | M12I | M11I | M8.1I | M8.2I | M9.1I | M9.2I | M9.3I | M2I | M14I | M15I | M16I | M17I | M7aI | M18I
1 | pre78 | 1341.0414 | 1562.9489 | 3485.8518 | 1958.8399 | 1744.4122 | 270.746 | 350 | 525 | 1489.0655 | 1408.594 | 2228.9181 | 1103.8491 | 1242.0393 | 918.2032 | 972.4833 | 1219.2 | 865.5902 | 1999.5257 | 22.5616 | 44.95 | 54.95 | 10971.2524 | 191.99 | 1341.0414 | 1562.9489 | 3485.8518 | 1958.8399 | 1744.4122 | 270.746 | 350 | 525 | 268.2382 | 187.7667 | 1058.8852 | 0 | 138.1902 | 297.1115 | 351.3916 | 60.8 | 865.5902 | 853.9582 | 22.5616 | 7 | 17 | 0 | 91.38
1 | 78-92 | 1462.7714 | 1704.822 | 3812.3915 | 2136.6491 | 1744.4122 | 270.746 | 350 | 525 | 1489.0655 | 1408.594 | 2228.9181 | 1103.8491 | 1242.0393 | 918.2032 | 972.4833 | 1219.2 | 865.5902 | 1999.5257 | 22.5616 | 44.95 | 54.95 | 10568.5075 | 191.99 | 1462.7714 | 1704.822 | 3812.3915 | 2136.6491 | 1744.4122 | 270.746 | 350 | 525 | 268.2382 | 187.7667 | 1058.8852 | 0 | 138.1902 | 297.1115 | 351.3916 | 60.8 | 865.5902 | 853.9582 | 22.5616 | 7 | 17 | 0 | 91.38
1 | 93-01 | 1297.782 | 1512.5312 | 3591.9358 | 1895.6515 | 1744.4122 | 270.746 | 350 | 525 | 1489.0655 | 1408.594 | 2228.9181 | 1103.8491 | 1242.0393 | 918.2032 | 972.4833 | 1219.2 | 865.5902 | 1999.5257 | 22.5616 | 44.95 | 54.95 | 20257.3065 | 191.99 | 1297.782 | 1512.5312 | 3591.9358 | 1895.6515 | 1744.4122 | 270.746 | 350 | 525 | 268.2382 | 187.7667 | 1058.8852 | 0 | 138.1902 | 297.1115 | 351.3916 | 60.8 | 865.5902 | 853.9582 | 22.5616 | 7 | 17 | 0 | 91.38
2 | pre78 | 1341.0414 | 1562.9489 | 3485.8518 | 1958.8399 | 1744.4122 | 270.746 | 350 | 525 | 1489.0655 | 1408.594 | 2228.9181 | 1471.7988 | 1656.0524 | 1147.754 | 1215.6041 | 1524 | 865.5902 | 1999.5257 | 22.5616 | 44.95 | 54.95 | 10971.2524 | 191.99 | 1341.0414 | 1562.9489 | 3485.8518 | 1958.8399 | 1473.6663 | 0 | 350 | 525 | 268.2382 | 187.7667 | 1058.8852 | 0 | 184.2536 | 371.3894 | 439.2395 | 76 | 865.5902 | 853.9582 | 22.5616 | 7 | 17 | 0 | 91.38
2 | 78-92 | 1462.7714 | 1704.822 | 3812.3915 | 2136.6491 | 1744.4122 | 270.746 | 350 | 525 | 1489.0655 | 1408.594 | 2228.9181 | 1471.7988 | 1656.0524 | 918.2032 | 972.4833 | 1219.2 | 865.5902 | 1999.5257 | 22.5616 | 44.95 | 54.95 | 10568.5075 | 191.99 | 1462.7714 | 1704.822 | 3812.3915 | 2136.6491 | 1473.6663 | 0 | 350 | 525 | 268.2382 | 187.7667 | 1058.8852 | 0 | 184.2536 | 297.1115 | 351.3916 | 60.8 | 865.5902 | 853.9582 | 22.5616 | 7 | 17 | 0 | 91.38
2 | 93-01 | 1297.782 | 1512.5312 | 3591.9358 | 1895.6515 | 1744.4122 | 270.746 | 350 | 525 | 1489.0655 | 1408.594 | 2228.9181 | 1471.7988 | 1656.0524 | 918.2032 | 972.4833 | 1219.2 | 865.5902 | 1999.5257 | 22.5616 | 44.95 | 54.95 | 20257.3065 | 191.99 | 1297.782 | 1512.5312 | 3591.9358 | 1895.6515 | 1473.6663 | 0 | 350 | 525 | 268.2382 | 187.7667 | 1058.8852 | 0 | 184.2536 | 297.1115 | 351.3916 | 60.8 | 865.5902 | 853.9582 | 22.5616 | 7 | 17 | 0 | 91.38
3 | pre78 | 1341.0414 | 1562.9489 | 3485.8518 | 1958.8399 | 1744.4122 | 270.746 | 350 | 525 | 1489.0655 | 1408.594 | 2228.9181 | 1471.7988 | 1656.0524 | 918.2032 | 972.4833 | 1219.2 | 865.5902 | 1999.5257 | 22.5616 | 44.95 | 54.95 | 10971.2524 | 191.99 | 1341.0414 | 1562.9489 | 3485.8518 | 1958.8399 | 1744.4122 | 270.746 | 350 | 525 | 268.2382 | 187.7667 | 1058.8852 | 0 | 184.2536 | 297.1115 | 351.3916 | 60.8 | 865.5902 | 853.9582 | 22.5616 | 7 | 17 | 0 | 91.38
3 | 78-92 | 1462.7714 | 1704.822 | 3812.3915 | 2136.6491 | 1744.4122 | 270.746 | 350 | 525 | 1489.0655 | 1408.594 | 2228.9181 | 1103.8491 | 1242.0393 | 918.2032 | 972.4833 | 1219.2 | 865.5902 | 1999.5257 | 22.5616 | 44.95 | 54.95 | 10568.5075 | 191.99 | 1462.7714 | 1704.822 | 3812.3915 | 2136.6491 | 1744.4122 | 270.746 | 350 | 525 | 268.2382 | 187.7667 | 1058.8852 | 0 | 138.1902 | 297.1115 | 351.3916 | 60.8 | 865.5902 | 853.9582 | 22.5616 | 7 | 17 | 0 | 91.38
3 | 93-01 | 1297.782 | 1512.5312 | 3591.9358 | 1895.6515 | 1744.4122 | 270.746 | 350 | 525 | 1489.0655 | 1408.594 | 2228.9181 | 1103.8491 | 1242.0393 | 918.2032 | 972.4833 | 1219.2 | 865.5902 | 1999.5257 | 22.5616 | 44.95 | 54.95 | 20257.3065 | 191.99 | 1297.782 | 1512.5312 | 3591.9358 | 1895.6515 | 1744.4122 | 270.746 | 350 | 525 | 268.2382 | 187.7667 | 1058.8852 | 0 | 138.1902 | 297.1115 | 351.3916 | 60.8 | 865.5902 | 853.9582 | 22.5616 | 7 | 17 | 0 | 91.38
4 | pre78 | 1341.0414 | 1562.9489 | 3485.8518 | 1958.8399 | 1744.4122 | 270.746 | 350 | 525 | 1489.0655 | 1408.594 | 2228.9181 | 1103.8491 | 1242.0393 | 918.2032 | 972.4833 | 1219.2 | 865.5902 | 1999.5257 | 22.5616 | 44.95 | 54.95 | 10971.2524 | 191.99 | 1341.0414 | 1562.9489 | 3485.8518 | 1958.8399 | 1744.4122 | 270.746 | 350 | 525 | 268.2382 | 187.7667 | 1058.8852 | 0 | 138.1902 | 297.1115 | 351.3916 | 60.8 | 865.5902 | 853.9582 | 22.5616 | 7 | 17 | 0 | 91.38
4 | 78-92 | 1462.7714 | 1704.822 | 3812.3915 | 2136.6491 | 1744.4122 | 270.746 | 350 | 525 | 1489.0655 | 1408.594 | 2228.9181 | 1103.8491 | 1242.0393 | 918.2032 | 972.4833 | 1219.2 | 865.5902 | 1999.5257 | 22.5616 | 44.95 | 54.95 | 10568.5075 | 191.99 | 1462.7714 | 1704.822 | 3812.3915 | 2136.6491 | 1744.4122 | 270.746 | 350 | 525 | 268.2382 | 187.7667 | 1058.8852 | 0 | 138.1902 | 297.1115 | 351.3916 | 60.8 | 865.5902 | 853.9582 | 22.5616 | 7 | 17 | 0 | 91.38
4 | 93-01 | 1297.782 | 1512.5312 | 3591.9358 | 1895.6515 | 1744.4122 | 270.746 | 350 | 525 | 1489.0655 | 1408.594 | 2228.9181 | 1103.8491 | 1242.0393 | 918.2032 | 972.4833 | 1219.2 | 865.5902 | 1999.5257 | 22.5616 | 44.95 | 54.95 | 20257.3065 | 191.99 | 1297.782 | 1512.5312 | 3591.9358 | 1895.6515 | 1744.4122 | 270.746 | 350 | 525 | 268.2382 | 187.7667 | 1058.8852 | 0 | 138.1902 | 297.1115 | 351.3916 | 60.8 | 865.5902 | 853.9582 | 22.5616 | 7 | 17 | 0 | 91.38
5 | pre78 | 1341.0414 | 1562.9489 | 3485.8518 | 1958.8399 | 1744.4122 | 270.746 | 350 | 525 | 1489.0655 | 1408.594 | 2228.9181 | 1471.7988 | 1656.0524 | 918.2032 | 972.4833 | 1219.2 | 865.5902 | 1999.5257 | 22.5616 | 44.95 | 54.95 | 10971.2524 | 191.99 | 1341.0414 | 1562.9489 | 3485.8518 | 1958.8399 | 1744.4122 | 270.746 | 350 | 525 | 268.2382 | 187.7667 | 1058.8852 | 0 | 184.2536 | 297.1115 | 351.3916 | 60.8 | 865.5902 | 853.9582 | 22.5616 | 7 | 17 | 0 | 91.38
5 | 78-92 | 1462.7714 | 1704.822 | 3812.3915 | 2136.6491 | 1744.4122 | 270.746 | 350 | 525 | 1489.0655 | 1408.594 | 2228.9181 | 1103.8491 | 1242.0393 | 918.2032 | 972.4833 | 1219.2 | 865.5902 | 1999.5257 | 22.5616 | 44.95 | 54.95 | 10568.5075 | 191.99 | 1462.7714 | 1704.822 | 3812.3915 | 2136.6491 | 1744.4122 | 270.746 | 350 | 525 | 268.2382 | 187.7667 | 1058.8852 | 0 | 138.1902 | 297.1115 | 351.3916 | 60.8 | 865.5902 | 853.9582 | 22.5616 | 7 | 17 | 0 | 91.38
5 | 93-01 | 1297.782 | 1512.5312 | 3591.9358 | 1895.6515 | 1744.4122 | 270.746 | 350 | 525 | 1489.0655 | 1408.594 | 2228.9181 | 1471.7988 | 1656.0524 | 918.2032 | 972.4833 | 1219.2 | 865.5902 | 1999.5257 | 22.5616 | 44.95 | 54.95 | 20257.3065 | 191.99 | 1297.782 | 1512.5312 | 3591.9358 | 1895.6515 | 1744.4122 | 270.746 | 350 | 525 | 268.2382 | 187.7667 | 1058.8852 | 0 | 184.2536 | 297.1115 | 351.3916 | 60.8 | 865.5902 | 853.9582 | 22.5616 | 7 | 17 | 0 | 91.38
6 | pre78 | 1341.0414 | 1562.9489 | 3485.8518 | 1958.8399 | 1744.4122 | 270.746 | 350 | 525 | 1489.0655 | 1408.594 | 2228.9181 | 1471.7988 | 1656.0524 | 918.2032 | 972.4833 | 1219.2 | 865.5902 | 1999.5257 | 22.5616 | 44.95 | 54.95 | 10971.2524 | 191.99 | 1341.0414 | 1562.9489 | 3485.8518 | 1958.8399 | 1744.4122 | 270.746 | 350 | 525 | 268.2382 | 187.7667 | 1058.8852 | 0 | 184.2536 | 297.1115 | 351.3916 | 60.8 | 865.5902 | 853.9582 | 22.5616 | 7 | 17 | 0 | 91.38
6 | 78-92 | 1462.7714 | 1704.822 | 3812.3915 | 2136.6491 | 1744.4122 | 270.746 | 350 | 525 | 1489.0655 | 1408.594 | 2228.9181 | 1471.7988 | 1656.0524 | 918.2032 | 972.4833 | 1219.2 | 865.5902 | 1999.5257 | 22.5616 | 44.95 | 54.95 | 10568.5075 | 191.99 | 1462.7714 | 1704.822 | 3812.3915 | 2136.6491 | 1744.4122 | 270.746 | 350 | 525 | 268.2382 | 187.7667 | 1058.8852 | 0 | 184.2536 | 297.1115 | 351.3916 | 60.8 | 865.5902 | 853.9582 | 22.5616 | 7 | 17 | 0 | 91.38
6 | 93-01 | 1297.782 | 1512.5312 | 3591.9358 | 1895.6515 | 1744.4122 | 270.746 | 350 | 525 | 1489.0655 | 1408.594 | 2228.9181 | 1471.7988 | 1656.0524 | 918.2032 | 972.4833 | 1219.2 | 865.5902 | 1999.5257 | 22.5616 | 44.95 | 54.95 | 20257.3065 | 191.99 | 1297.782 | 1512.5312 | 3591.9358 | 1895.6515 | 1744.4122 | 270.746 | 350 | 525 | 268.2382 | 187.7667 | 1058.8852 | 0 | 184.2536 | 297.1115 | 351.3916 | 60.8 | 865.5902 | 853.9582 | 22.5616 | 7 | 17 | 0 | 91.38
7 | pre78 | 1341.0414 | 1562.9489 | 3485.8518 | 1958.8399 | 1744.4122 | 270.746 | 350 | 525 | 1489.0655 | 1408.594 | 2228.9181 | 1103.8491 | 1242.0393 | 918.2032 | 972.4833 | 1219.2 | 865.5902 | 1999.5257 | 22.5616 | 44.95 | 54.95 | 10971.2524 | 191.99 | 1341.0414 | 1562.9489 | 3485.8518 | 1958.8399 | 1744.4122 | 270.746 | 350 | 525 | 268.2382 | 187.7667 | 1058.8852 | 0 | 138.1902 | 297.1115 | 351.3916 | 60.8 | 865.5902 | 853.9582 | 22.5616 | 7 | 17 | 0 | 91.38
7 | 78-92 | 1462.7714 | 1704.822 | 3812.3915 | 2136.6491 | 1744.4122 | 270.746 | 350 | 525 | 1489.0655 | 1408.594 | 2228.9181 | 1103.8491 | 1242.0393 | 918.2032 | 972.4833 | 1219.2 | 865.5902 | 1999.5257 | 22.5616 | 44.95 | 54.95 | 10568.5075 | 191.99 | 1462.7714 | 1704.822 | 3812.3915 | 2136.6491 | 1744.4122 | 270.746 | 350 | 525 | 268.2382 | 187.7667 | 1058.8852 | 0 | 138.1902 | 297.1115 | 351.3916 | 60.8 | 865.5902 | 853.9582 | 22.5616 | 7 | 17 | 0 | 91.38
7 | 93-01 | 1297.782 | 1512.5312 | 3591.9358 | 1895.6515 | 1744.4122 | 270.746 | 350 | 525 | 1489.0655 | 1408.594 | 2228.9181 | 1103.8491 | 1242.0393 | 918.2032 | 972.4833 | 1219.2 | 865.5902 | 1999.5257 | 22.5616 | 44.95 | 54.95 | 20257.3065 | 191.99 | 1297.782 | 1512.5312 | 3591.9358 | 1895.6515 | 1744.4122 | 270.746 | 350 | 525 | 268.2382 | 187.7667 | 1058.8852 | 0 | 138.1902 | 297.1115 | 351.3916 | 60.8 | 865.5902 | 853.9582 | 22.5616 | 7 | 17 | 0 | 91.38
8 | pre78 | 1341.0414 | 1562.9489 | 3485.8518 | 1958.8399 | 1744.4122 | 270.746 | 350 | 525 | 1489.0655 | 1408.594 | 2228.9181 | 1471.7988 | 1656.0524 | 918.2032 | 972.4833 | 1219.2 | 865.5902 | 1999.5257 | 22.5616 | 44.95 | 54.95 | 10971.2524 | 191.99 | 1341.0414 | 1562.9489 | 3485.8518 | 1958.8399 | 1744.4122 | 270.746 | 350 | 525 | 268.2382 | 187.7667 | 1058.8852 | 0 | 184.2536 | 297.1115 | 351.3916 | 60.8 | 865.5902 | 853.9582 | 22.5616 | 7 | 17 | 0 | 91.38
8 | 78-92 | 1462.7714 | 1704.822 | 3812.3915 | 2136.6491 | 1744.4122 | 270.746 | 350 | 525 | 1489.0655 | 1408.594 | 2228.9181 | 1103.8491 | 1242.0393 | 918.2032 | 972.4833 | 1219.2 | 865.5902 | 1999.5257 | 22.5616 | 44.95 | 54.95 | 10568.5075 | 191.99 | 1462.7714 | 1704.822 | 3812.3915 | 2136.6491 | 1744.4122 | 270.746 | 350 | 525 | 268.2382 | 187.7667 | 1058.8852 | 0 | 138.1902 | 297.1115 | 351.3916 | 60.8 | 865.5902 | 853.9582 | 22.5616 | 7 | 17 | 0 | 91.38
8 | 93-01 | 1297.782 | 1512.5312 | 3591.9358 | 1895.6515 | 1744.4122 | 270.746 | 350 | 525 | 1489.0655 | 1408.594 | 2228.9181 | 1471.7988 | 1656.0524 | 918.2032 | 972.4833 | 1219.2 | 865.5902 | 1999.5257 | 22.5616 | 44.95 | 54.95 | 20257.3065 | 191.99 | 1297.782 | 1512.5312 | 3591.9358 | 1895.6515 | 1744.4122 | 270.746 | 350 | 525 | 268.2382 | 187.7667 | 1058.8852 | 0 | 184.2536 | 297.1115 | 351.3916 | 60.8 | 865.5902 | 853.9582 | 22.5616 | 7 | 17 | 0 | 91.38
9 | pre78 | 1341.0414 | 1562.9489 | 3485.8518 | 1958.8399 | 1744.4122 | 270.746 | 350 | 525 | 1489.0655 | 1408.594 | 2228.9181 | 1839.7485 | 2070.0655 | 1147.754 | 1215.6041 | 1524 | 865.5902 | 1999.5257 | 22.5616 | 44.95 | 54.95 | 10971.2524 | 191.99 | 1341.0414 | 1562.9489 | 3485.8518 | 1958.8399 | 1473.6663 | 0 | 350 | 525 | 268.2382 | 187.7667 | 1058.8852 | 0 | 230.317 | 371.3894 | 439.2395 | 76 | 865.5902 | 853.9582 | 22.5616 | 7 | 17 | 0 | 91.38
9 | 78-92 | 1462.7714 | 1704.822 | 3812.3915 | 2136.6491 | 1744.4122 | 270.746 | 350 | 525 | 1489.0655 | 1408.594 | 2228.9181 | 1471.7988 | 1656.0524 | 918.2032 | 972.4833 | 1219.2 | 865.5902 | 1999.5257 | 22.5616 | 44.95 | 54.95 | 10568.5075 | 191.99 | 1462.7714 | 1704.822 | 3812.3915 | 2136.6491 | 1473.6663 | 0 | 350 | 525 | 268.2382 | 187.7667 | 1058.8852 | 0 | 184.2536 | 297.1115 | 351.3916 | 60.8 | 865.5902 | 853.9582 | 22.5616 | 7 | 17 | 0 | 91.38
9 | 93-01 | 1297.782 | 1512.5312 | 3591.9358 | 1895.6515 | 1744.4122 | 270.746 | 350 | 525 | 1489.0655 | 1408.594 | 2228.9181 | 1471.7988 | 1656.0524 | 918.2032 | 972.4833 | 1219.2 | 865.5902 | 1999.5257 | 22.5616 | 44.95 | 54.95 | 20257.3065 | 191.99 | 1297.782 | 1512.5312 | 3591.9358 | 1895.6515 | 1473.6663 | 0 | 350 | 525 | 268.2382 | 187.7667 | 1058.8852 | 0 | 184.2536 | 297.1115 | 351.3916 | 60.8 | 865.5902 | 853.9582 | 22.5616 | 7 | 17 | 0 | 91.38
10 | pre78 | 1341.0414 | 1562.9489 | 3485.8518 | 1958.8399 | 1744.4122 | 270.746 | 350 | 525 | 1489.0655 | 1408.594 | 2228.9181 | 1839.7485 | 2070.0655 | 1147.754 | 1215.6041 | 1524 | 865.5902 | 1999.5257 | 22.5616 | 44.95 | 54.95 | 10971.2524 | 191.99 | 1341.0414 | 1562.9489 | 3485.8518 | 1958.8399 | 1473.6663 | 0 | 350 | 525 | 268.2382 | 187.7667 | 1058.8852 | 0 | 230.317 | 371.3894 | 439.2395 | 76 | 865.5902 | 853.9582 | 22.5616 | 7 | 17 | 0 | 91.38
10 | 78-92 | 1462.7714 | 1704.822 | 3812.3915 | 2136.6491 | 1744.4122 | 270.746 | 350 | 525 | 1489.0655 | 1408.594 | 2228.9181 | 1839.7485 | 2070.0655 | 1147.754 | 1215.6041 | 1524 | 865.5902 | 1999.5257 | 22.5616 | 44.95 | 54.95 | 10568.5075 | 191.99 | 1462.7714 | 1704.822 | 3812.3915 | 2136.6491 | 1473.6663 | 0 | 350 | 525 | 268.2382 | 187.7667 | 1058.8852 | 0 | 230.317 | 371.3894 | 439.2395 | 76 | 865.5902 | 853.9582 | 22.5616 | 7 | 17 | 0 | 91.38
10 | 93-01 | 1297.782 | 1512.5312 | 3591.9358 | 1895.6515 | 1744.4122 | 270.746 | 350 | 525 | 1489.0655 | 1408.594 | 2228.9181 | 1471.7988 | 1656.0524 | 918.2032 | 972.4833 | 1219.2 | 865.5902 | 1999.5257 | 22.5616 | 44.95 | 54.95 | 20257.3065 | 191.99 | 1297.782 | 1512.5312 | 3591.9358 | 1895.6515 | 1473.6663 | 0 | 350 | 525 | 268.2382 | 187.7667 | 1058.8852 | 0 | 184.2536 | 297.1115 | 351.3916 | 60.8 | 865.5902 | 853.9582 | 22.5616 | 7 | 17 | 0 | 91.38
11 | pre78 | 1341.0414 | 1562.9489 | 3485.8518 | 1958.8399 | 1744.4122 | 270.746 | 350 | 525 | 1489.0655 | 1408.594 | 2228.9181 | 1839.7485 | 2070.0655 | 1147.754 | 1215.6041 | 1524 | 865.5902 | 1999.5257 | 22.5616 | 44.95 | 54.95 | 10971.2524 | 191.99 | 1341.0414 | 1562.9489 | 3485.8518 | 1958.8399 | 1473.6663 | 0 | 350 | 525 | 268.2382 | 187.7667 | 1058.8852 | 0 | 230.317 | 371.3894 | 439.2395 | 76 | 865.5902 | 853.9582 | 22.5616 | 7 | 17 | 0 | 91.38
11 | 78-92 | 1462.7714 | 1704.822 | 3812.3915 | 2136.6491 | 1744.4122 | 270.746 | 350 | 525 | 1489.0655 | 1408.594 | 2228.9181 | 1839.7485 | 2070.0655 | 1147.754 | 1215.6041 | 1524 | 865.5902 | 1999.5257 | 22.5616 | 44.95 | 54.95 | 10568.5075 | 191.99 | 1462.7714 | 1704.822 | 3812.3915 | 2136.6491 | 1473.6663 | 0 | 350 | 525 | 268.2382 | 187.7667 | 1058.8852 | 0 | 230.317 | 371.3894 | 439.2395 | 76 | 865.5902 | 853.9582 | 22.5616 | 7 | 17 | 0 | 91.38
11 | 93-01 | 1297.782 | 1512.5312 | 3591.9358 | 1895.6515 | 1744.4122 | 270.746 | 350 | 525 | 1489.0655 | 1408.594 | 2228.9181 | 1471.7988 | 1656.0524 | 918.2032 | 972.4833 | 1219.2 | 865.5902 | 1999.5257 | 22.5616 | 44.95 | 54.95 | 20257.3065 | 191.99 | 1297.782 | 1512.5312 | 3591.9358 | 1895.6515 | 1473.6663 | 0 | 350 | 525 | 268.2382 | 187.7667 | 1058.8852 | 0 | 184.2536 | 297.1115 | 351.3916 | 60.8 | 865.5902 | 853.9582 | 22.5616 | 7 | 17 | 0 | 91.38
12 | pre78 | 1341.0414 | 1562.9489 | 3485.8518 | 1958.8399 | 1744.4122 | 270.746 | 350 | 525 | 1489.0655 | 1408.594 | 2228.9181 | 1839.7485 | 2070.0655 | 1147.754 | 1215.6041 | 1524 | 865.5902 | 1999.5257 | 22.5616 | 44.95 | 54.95 | 10971.2524 | 191.99 | 1341.0414 | 1562.9489 | 3485.8518 | 1958.8399 | 1473.6663 | 0 | 350 | 525 | 268.2382 | 187.7667 | 1058.8852 | 0 | 230.317 | 371.3894 | 439.2395 | 76 | 865.5902 | 853.9582 | 22.5616 | 7 | 17 | 0 | 91.38
12 | 78-92 | 1462.7714 | 1704.822 | 3812.3915 | 2136.6491 | 1744.4122 | 270.746 | 350 | 525 | 1489.0655 | 1408.594 | 2228.9181 | 1839.7485 | 2070.0655 | 1147.754 | 1215.6041 | 1524 | 865.5902 | 1999.5257 | 22.5616 | 44.95 | 54.95 | 10568.5075 | 191.99 | 1462.7714 | 1704.822 | 3812.3915 | 2136.6491 | 1473.6663 | 0 | 350 | 525 | 268.2382 | 187.7667 | 1058.8852 | 0 | 230.317 | 371.3894 | 439.2395 | 76 | 865.5902 | 853.9582 | 22.5616 | 7 | 17 | 0 | 91.38
12 | 93-01 | 1297.782 | 1512.5312 | 3591.9358 | 1895.6515 | 1744.4122 | 270.746 | 350 | 525 | 1489.0655 | 1408.594 | 2228.9181 | 1471.7988 | 1656.0524 | 918.2032 | 972.4833 | 1219.2 | 865.5902 | 1999.5257 | 22.5616 | 44.95 | 54.95 | 20257.3065 | 191.99 | 1297.782 | 1512.5312 | 3591.9358 | 1895.6515 | 1473.6663 | 0 | 350 | 525 | 268.2382 | 187.7667 | 1058.8852 | 0 | 184.2536 | 297.1115 | 351.3916 | 60.8 | 865.5902 | 853.9582 | 22.5616 | 7 | 17 | 0 | 91.38
13 | pre78 | 1341.0414 | 1562.9489 | 3485.8518 | 1958.8399 | 1744.4122 | 270.746 | 350 | 525 | 1489.0655 | 1408.594 | 2228.9181 | 1839.7485 | 2070.0655 | 1147.754 | 1215.6041 | 1524 | 865.5902 | 1999.5257 | 22.5616 | 44.95 | 54.95 | 10971.2524 | 191.99 | 1341.0414 | 1562.9489 | 3485.8518 | 1958.8399 | 1473.6663 | 0 | 350 | 525 | 268.2382 | 187.7667 | 1058.8852 | 0 | 230.317 | 371.3894 | 439.2395 | 76 | 865.5902 | 853.9582 | 22.5616 | 7 | 17 | 0 | 91.38
13 | 78-92 | 1462.7714 | 1704.822 | 3812.3915 | 2136.6491 | 1744.4122 | 270.746 | 350 | 525 | 1489.0655 | 1408.594 | 2228.9181 | 1839.7485 | 2070.0655 | 1147.754 | 1215.6041 | 1524 | 865.5902 | 1999.5257 | 22.5616 | 44.95 | 54.95 | 10568.5075 | 191.99 | 1462.7714 | 1704.822 | 3812.3915 | 2136.6491 | 1473.6663 | 0 | 350 | 525 | 268.2382 | 187.7667 | 1058.8852 | 0 | 230.317 | 371.3894 | 439.2395 | 76 | 865.5902 | 853.9582 | 22.5616 | 7 | 17 | 0 | 91.38
13 | 93-01 | 1297.782 | 1512.5312 | 3591.9358 | 1895.6515 | 1744.4122 | 270.746 | 350 | 525 | 1489.0655 | 1408.594 | 2228.9181 | 1471.7988 | 1656.0524 | 918.2032 | 972.4833 | 1219.2 | 865.5902 | 1999.5257 | 22.5616 | 44.95 | 54.95 | 20257.3065 | 191.99 | 1297.782 | 1512.5312 | 3591.9358 | 1895.6515 | 1473.6663 | 0 | 350 | 525 | 268.2382 | 187.7667 | 1058.8852 | 0 | 184.2536 | 297.1115 | 351.3916 | 60.8 | 865.5902 | 853.9582 | 22.5616 | 7 | 17 | 0 | 91.38
14 | pre78 | 1341.0414 | 1562.9489 | 3485.8518 | 1958.8399 | 1744.4122 | 270.746 | 350 | 525 | 1489.0655 | 1408.594 | 2228.9181 | 2943.5976 | 3312.1048 | 1836.4064 | 1944.9666 | 2438.4 | 865.5902 | 1999.5257 | 22.5616 | 44.95 | 54.95 | 10971.2524 | 191.99 | 1341.0414 | 1562.9489 | 3485.8518 | 1958.8399 | 1473.6663 | 0 | 350 | 525 | 268.2382 | 187.7667 | 1058.8852 | 0 | 368.5071 | 594.2231 | 702.7833 | 121.6 | 865.5902 | 853.9582 | 22.5616 | 7 | 17 | 0 | 91.38
14 | 78-92 | 1462.7714 | 1704.822 | 3812.3915 | 2136.6491 | 1744.4122 | 270.746 | 350 | 525 | 1489.0655 | 1408.594 | 2228.9181 | 2207.6982 | 2484.0786 | 1377.3048 | 1458.725 | 1828.8 | 865.5902 | 1999.5257 | 22.5616 | 44.95 | 54.95 | 10568.5075 | 191.99 | 1462.7714 | 1704.822 | 3812.3915 | 2136.6491 | 1473.6663 | 0 | 350 | 525 | 268.2382 | 187.7667 | 1058.8852 | 0 | 276.3804 | 445.6673 | 527.0874 | 91.2 | 865.5902 | 853.9582 | 22.5616 | 7 | 17 | 0 | 91.38
14 | 93-01 | 1297.782 | 1512.5312 | 3591.9358 | 1895.6515 | 1744.4122 | 270.746 | 350 | 525 | 1489.0655 | 1408.594 | 2228.9181 | 1471.7988 | 1656.0524 | 918.2032 | 972.4833 | 1219.2 | 865.5902 | 1999.5257 | 22.5616 | 44.95 | 54.95 | 20257.3065 | 191.99 | 1297.782 | 1512.5312 | 3591.9358 | 1895.6515 | 1473.6663 | 0 | 350 | 525 | 268.2382 | 187.7667 | 1058.8852 | 0 | 184.2536 | 297.1115 | 351.3916 | 60.8 | 865.5902 | 853.9582 | 22.5616 | 7 | 17 | 0 | 91.38
15 | pre78 | 1341.0414 | 1562.9489 | 3485.8518 | 1958.8399 | 1744.4122 | 270.746 | 350 | 525 | 1489.0655 | 1408.594 | 2228.9181 | 3311.5473 | 3726.1179 | 1836.4064 | 1944.9666 | 2438.4 | 865.5902 | 1999.5257 | 22.5616 | 44.95 | 54.95 | 10971.2524 | 191.99 | 1341.0414 | 1562.9489 | 3485.8518 | 1958.8399 | 1473.6663 | 0 | 350 | 525 | 268.2382 | 187.7667 | 1058.8852 | 0 | 414.5705 | 594.2231 | 702.7833 | 121.6 | 865.5902 | 853.9582 | 22.5616 | 7 | 17 | 0 | 91.38
15 | 78-92 | 1462.7714 | 1704.822 | 3812.3915 | 2136.6491 | 1744.4122 | 270.746 | 350 | 525 | 1489.0655 | 1408.594 | 2228.9181 | 2207.6982 | 2484.0786 | 1377.3048 | 1458.725 | 1828.8 | 865.5902 | 1999.5257 | 22.5616 | 44.95 | 54.95 | 10568.5075 | 191.99 | 1462.7714 | 1704.822 | 3812.3915 | 2136.6491 | 1473.6663 | 0 | 350 | 525 | 268.2382 | 187.7667 | 1058.8852 | 0 | 276.3804 | 445.6673 | 527.0874 | 91.2 | 865.5902 | 853.9582 | 22.5616 | 7 | 17 | 0 | 91.38
15 | 93-01 | 1297.782 | 1512.5312 | 3591.9358 | 1895.6515 | 1744.4122 | 270.746 | 350 | 525 | 1489.0655 | 1408.594 | 2228.9181 | 1471.7988 | 1656.0524 | 1147.754 | 1215.6041 | 1524 | 865.5902 | 1999.5257 | 22.5616 | 44.95 | 54.95 | 20257.3065 | 191.99 | 1297.782 | 1512.5312 | 3591.9358 | 1895.6515 | 1473.6663 | 0 | 350 | 525 | 268.2382 | 187.7667 | 1058.8852 | 0 | 184.2536 | 371.3894 | 439.2395 | 76 | 865.5902 | 853.9582 | 22.5616 | 7 | 17 | 0 | 91.38
16 | pre78 | 1341.0414 | 1562.9489 | 3485.8518 | 1958.8399 | 1744.4122 | 270.746 | 350 | 525 | 1489.0655 | 1408.594 | 2228.9181 | 1471.7988 | 1656.0524 | 918.2032 | 972.4833 | 1219.2 | 865.5902 | 1999.5257 | 22.5616 | 44.95 | 54.95 | 10971.2524 | 191.99 | 1341.0414 | 1562.9489 | 3485.8518 | 1958.8399 | 1473.6663 | 0 | 350 | 525 | 268.2382 | 187.7667 | 1058.8852 | 0 | 184.2536 | 297.1115 | 351.3916 | 60.8 | 865.5902 | 853.9582 | 22.5616 | 7 | 17 | 0 | 91.38
16 | 78-92 | 1462.7714 | 1704.822 | 3812.3915 | 2136.6491 | 1744.4122 | 270.746 | 350 | 525 | 1489.0655 | 1408.594 | 2228.9181 | 1471.7988 | 1656.0524 | 918.2032 | 972.4833 | 1219.2 | 865.5902 | 1999.5257 | 22.5616 | 44.95 | 54.95 | 10568.5075 | 191.99 | 1462.7714 | 1704.822 | 3812.3915 | 2136.6491 | 1473.6663 | 0 | 350 | 525 | 268.2382 | 187.7667 | 1058.8852 | 0 | 184.2536 | 297.1115 | 351.3916 | 60.8 | 865.5902 | 853.9582 | 22.5616 | 7 | 17 | 0 | 91.38
16 | 93-01 | 1297.782 | 1512.5312 | 3591.9358 | 1895.6515 | 1744.4122 | 270.746 | 350 | 525 | 1489.0655 | 1408.594 | 2228.9181 | 1471.7988 | 1656.0524 | 918.2032 | 972.4833 | 1219.2 | 865.5902 | 1999.5257 | 22.5616 | 44.95 | 54.95 | 20257.3065 | 191.99 | 1297.782 | 1512.5312 | 3591.9358 | 1895.6515 | 1473.6663 | 0 | 350 | 525 | 268.2382 | 187.7667 | 1058.8852 | 0 | 184.2536 | 297.1115 | 351.3916 | 60.8 | 865.5902 | 853.9582 | 22.5616 | 7 | 17 | 0 | 91.38

## DHW_Msr (hidden)
Note: Adding "-old" means the reference is no longer used. |  |  | Named Range: "tDWH_Msr", must be modified as more rows added |  |  | (Calculator) |  |  | 1st Baseline |  |  | 2nd Baseline |  |  | Named Range: "tDWH_Bsl", must be modified as more rows added |  | Baseline Water Heater Energy Use
Version | Ref_Code | Source(s) | Ref_Code | MMDB Measure Name/Workpaper Measure Name/DEER Measure ID | Vintage | Measure Name | Climate Zone | Water Heating | 1:kWh Savings | 1:kW Savings | 1:therm Savings | 2:kWh Savings | 2:kW Savings | 2:therm Savings | Climate Zone | Water Heating | Exist:kWh | Exist:kW | Exist:therm | Code:kWh | Code:kW | Code:therm
v4 | M11 | DEER2014 (DEER Measure ID: RE-WtrHt-SmlStrg-HP-lte12kW-50G-2p00EF) | M11 | RE-WtrHt-SmlStrg-HP-lte12kW-50G-2p00EF | Any | 200 EF Elec WH | 1 | Electric | 946 | 0.174 | 0 | 446 | 0.125 | 0 | 01 | Electric | 4219.6 | 0.89 | 0 | 3970.06 | 0.85914 | 0
v4 | M12-old1 | DEER2014 (DEER Measure ID: RG-WtrHt-SmlStrg-Gas-lte75kBtuh-50G-0p70EF) | M11 | RE-WtrHt-SmlStrg-HP-lte12kW-50G-2p00EF | Any | 200 EF Elec WH | 2 | Electric | 1080 | 0.198 | 0 | 612 | 0.166 | 0 | 02 | Electric | 3775.97 | 0.83013 | 0 | 3554.2 | 0.80317 | 0
v4 | M13-old1 | DEER2014 (DEER Measure ID: RG-WtrHt-SmlStrg-Gas-lte75kBtuh-50G-0p67EF) | M11 | RE-WtrHt-SmlStrg-HP-lte12kW-50G-2p00EF | Any | 200 EF Elec WH | 3 | Electric | 1090 | 0.186 | 0 | 624 | 0.146 | 0 | 03 | Electric | 3784.92 | 0.81052 | 0 | 3564.87 | 0.78468 | 0
v4 | M14-old1 | Tankless hot water measures from DEER2014 (RG-WtrHt-SmlInst-Gas-150kBtuh-lt2G-0p82EF) | M11 | RE-WtrHt-SmlStrg-HP-lte12kW-50G-2p00EF | Any | 200 EF Elec WH | 4 | Electric | 1120 | 0.187 | 0 | 668 | 0.155 | 0 | 04 | Electric | 3651.11 | 0.81075 | 0 | 3425.94 | 0.78174 | 0
v4 | M15 | Pipe wrap measure from spreadsheet calculation; see work paper | M11 | RE-WtrHt-SmlStrg-HP-lte12kW-50G-2p00EF | Any | 200 EF Elec WH | 5 | Electric | 1090 | 0.184 | 0 | 614 | 0.143 | 0 | 05 | Electric | 3896.05 | 0.82882 | 0 | 3663.88 | 0.79996 | 0
v4 | M16-old1 | Thermostatic valve measures from work paper SGWP100303B Rev4 | M11 | RE-WtrHt-SmlStrg-HP-lte12kW-50G-2p00EF | Any | 200 EF Elec WH | 6 | Electric | 1170 | 0.18 | 0 | 728 | 0.145 | 0 | 06 | Electric | 3500.66 | 0.75422 | 0 | 3280.24 | 0.72728 | 0
v4 | M17-old1 | Thermostatic valve measures from work paper SGWP100303B Rev4 | M11 | RE-WtrHt-SmlStrg-HP-lte12kW-50G-2p00EF | Any | 200 EF Elec WH | 7 | Electric | 1190 | 0.175 | 0 | 752 | 0.136 | 0 | 07 | Electric | 3434.15 | 0.7275 | 0 | 3220.03 | 0.70244 | 0
v5 | M12 | DEER2017 (DEER Measure ID: RG-WtrHt-SmlStrg-Gas-lte75kBtuh-50G-0p70EF) | M11 | RE-WtrHt-SmlStrg-HP-lte12kW-50G-2p00EF | Any | 200 EF Elec WH | 8 | Electric | 1190 | 0.179 | 0 | 756 | 0.147 | 0 | 08 | Electric | 3385.28 | 0.73703 | 0 | 3163.65 | 0.70822 | 0
v5 | M13 | DEER2017 (DEER Measure ID: RG-WtrHt-SmlStrg-Gas-lte75kBtuh-50G-0p67EF) | M11 | RE-WtrHt-SmlStrg-HP-lte12kW-50G-2p00EF | Any | 200 EF Elec WH | 9 | Electric | 1180 | 0.182 | 0 | 746 | 0.155 | 0 | 09 | Electric | 3365 | 0.74199 | 0 | 3148.32 | 0.71502 | 0
v5 | M14 | DEER2017 (DEER Measure ID: RG-WtrHt-SmlInst-Gas-150kBtuh-lt2G-0p82EF) | M11 | RE-WtrHt-SmlStrg-HP-lte12kW-50G-2p00EF | Any | 200 EF Elec WH | 10 | Electric | 1170 | 0.18 | 0 | 738 | 0.155 | 0 | 10 | Electric | 3344.17 | 0.7551 | 0 | 3127.69 | 0.72625 | 0
v5 | M16-old2 | Work paper SCGWP100303B Rev6 | M11 | RE-WtrHt-SmlStrg-HP-lte12kW-50G-2p00EF | Any | 200 EF Elec WH | 11 | Electric | 1080 | 0.18 | 0 | 647 | 0.154 | 0 | 11 | Electric | 3410.8 | 0.8301 | 0 | 3191.2 | 0.80125 | 0
v5 | M17-old2 | Work paper SCGWP100303B Rev6 | M11 | RE-WtrHt-SmlStrg-HP-lte12kW-50G-2p00EF | Any | 200 EF Elec WH | 12 | Electric | 1100 | 0.188 | 0 | 650 | 0.159 | 0 | 12 | Electric | 3531.34 | 0.81079 | 0 | 3318.07 | 0.78498 | 0
v5 | M18 | Work paper SWWH001v00 | M11 | RE-WtrHt-SmlStrg-HP-lte12kW-50G-2p00EF | Any | 200 EF Elec WH | 13 | Electric | 1100 | 0.177 | 0 | 671 | 0.149 | 0 | 13 | Electric | 3324.93 | 0.80394 | 0 | 3115.79 | 0.77814 | 0
v6 | M16 | DEER2015, READI v2.4.7 - Res-ShwrFlowRes-Elec & Res-ShwrFlowRes-Gas, Building Type SFm | M11 | RE-WtrHt-SmlStrg-HP-lte12kW-50G-2p00EF | Any | 200 EF Elec WH | 14 | Electric | 1080 | 0.172 | 0 | 647 | 0.147 | 0 | 14 | Electric | 3409.14 | 0.83312 | 0 | 3200.72 | 0.80617 | 0
v6 | M17 | DEER2015, READI v2.4.7 - Res-ShowerHdFlowRed-Elec-1.6 & Res-ShowerHdFlowRed-Gas-1.6, Building Type SFm | M11 | RE-WtrHt-SmlStrg-HP-lte12kW-50G-2p00EF | Any | 200 EF Elec WH | 15 | Electric | 1150 | 0.144 | 0 | 786 | 0.124 | 0 | 15 | Electric | 2599.12 | 0.64443 | 0 | 2401.91 | 0.61944 | 0
|  |  | M11 | RE-WtrHt-SmlStrg-HP-lte12kW-50G-2p00EF | Any | 200 EF Elec WH | 16 | Electric | 830 | 0.196 | 0 | 340 | 0.159 | 0 | 16 | Electric | 4124.69 | 0.9631 | 0 | 3898.83 | 0.93601 | 0
|  |  | M12 | RG-WtrHt-SmlStrg-Gas-lte75kBtuh-50G-0p70EF | Any | 70 EF Gas WH | 1 | Gas | 0 | 0 | 43.1 | 0 | 0 | 43.1 | 01 | Gas | 0 | 0 | 229.532 | 0 | 0 | 226.791
|  |  | M12 | RG-WtrHt-SmlStrg-Gas-lte75kBtuh-50G-0p70EF | Any | 70 EF Gas WH | 2 | Gas | 0 | 0 | 39.5 | 0 | 0 | 39.5 | 02 | Gas | 0 | 0 | 205.126 | 0 | 0 | 202.69
|  |  | M12 | RG-WtrHt-SmlStrg-Gas-lte75kBtuh-50G-0p70EF | Any | 70 EF Gas WH | 3 | Gas | 0 | 0 | 40 | 0 | 0 | 40 | 03 | Gas | 0 | 0 | 205.211 | 0 | 0 | 202.794
|  |  | M12 | RG-WtrHt-SmlStrg-Gas-lte75kBtuh-50G-0p70EF | Any | 70 EF Gas WH | 4 | Gas | 0 | 0 | 38.4 | 0 | 0 | 38.4 | 04 | Gas | 0 | 0 | 200.259 | 0 | 0 | 197.786
|  |  | M12 | RG-WtrHt-SmlStrg-Gas-lte75kBtuh-50G-0p70EF | Any | 70 EF Gas WH | 5 | Gas | 0 | 0 | 40.4 | 0 | 0 | 40.4 | 05 | Gas | 0 | 0 | 212.246 | 0 | 0 | 209.696
|  |  | M12 | RG-WtrHt-SmlStrg-Gas-lte75kBtuh-50G-0p70EF | Any | 70 EF Gas WH | 6 | Gas | 0 | 0 | 37.3 | 0 | 0 | 37.3 | 06 | Gas | 0 | 0 | 192.815 | 0 | 0 | 190.394
|  |  | M12 | RG-WtrHt-SmlStrg-Gas-lte75kBtuh-50G-0p70EF | Any | 70 EF Gas WH | 7 | Gas | 0 | 0 | 36.8 | 0 | 0 | 36.8 | 07 | Gas | 0 | 0 | 188.776 | 0 | 0 | 186.424
|  |  | M12 | RG-WtrHt-SmlStrg-Gas-lte75kBtuh-50G-0p70EF | Any | 70 EF Gas WH | 8 | Gas | 0 | 0 | 36 | 0 | 0 | 36 | 08 | Gas | 0 | 0 | 187.975 | 0 | 0 | 185.541
|  |  | M12 | RG-WtrHt-SmlStrg-Gas-lte75kBtuh-50G-0p70EF | Any | 70 EF Gas WH | 9 | Gas | 0 | 0 | 35.9 | 0 | 0 | 35.9 | 09 | Gas | 0 | 0 | 186.201 | 0 | 0 | 183.821
|  |  | M12 | RG-WtrHt-SmlStrg-Gas-lte75kBtuh-50G-0p70EF | Any | 70 EF Gas WH | 10 | Gas | 0 | 0 | 35.7 | 0 | 0 | 35.7 | 10 | Gas | 0 | 0 | 185.252 | 0 | 0 | 182.874
|  |  | M12 | RG-WtrHt-SmlStrg-Gas-lte75kBtuh-50G-0p70EF | Any | 70 EF Gas WH | 11 | Gas | 0 | 0 | 36.2 | 0 | 0 | 36.2 | 11 | Gas | 0 | 0 | 188.729 | 0 | 0 | 186.317
|  |  | M12 | RG-WtrHt-SmlStrg-Gas-lte75kBtuh-50G-0p70EF | Any | 70 EF Gas WH | 12 | Gas | 0 | 0 | 37.7 | 0 | 0 | 37.7 | 12 | Gas | 0 | 0 | 192.883 | 0 | 0 | 190.541
|  |  | M12 | RG-WtrHt-SmlStrg-Gas-lte75kBtuh-50G-0p70EF | Any | 70 EF Gas WH | 13 | Gas | 0 | 0 | 35.7 | 0 | 0 | 35.7 | 13 | Gas | 0 | 0 | 183.098 | 0 | 0 | 180.801
|  |  | M12 | RG-WtrHt-SmlStrg-Gas-lte75kBtuh-50G-0p70EF | Any | 70 EF Gas WH | 14 | Gas | 0 | 0 | 36.3 | 0 | 0 | 36.3 | 14 | Gas | 0 | 0 | 186.662 | 0 | 0 | 184.372
|  |  | M12 | RG-WtrHt-SmlStrg-Gas-lte75kBtuh-50G-0p70EF | Any | 70 EF Gas WH | 15 | Gas | 0 | 0 | 28.8 | 0 | 0 | 28.8 | 15 | Gas | 0 | 0 | 149.152 | 0 | 0 | 146.985
|  |  | M12 | RG-WtrHt-SmlStrg-Gas-lte75kBtuh-50G-0p70EF | Any | 70 EF Gas WH | 16 | Gas | 0 | 0 | 42.4 | 0 | 0 | 42.4 | 16 | Gas | 0 | 0 | 221.144 | 0 | 0 | 218.663
|  |  | M12-old1 | RG-WtrHt-SmlStrg-Gas-lte75kBtuh-50G-0p70EF | Any | 70 EF Gas WH | 1 | Gas | 0 | 0 | 54.9 | 0 | 0 | 37.5
|  |  | M12-old1 | RG-WtrHt-SmlStrg-Gas-lte75kBtuh-50G-0p70EF | Any | 70 EF Gas WH | 2 | Gas | 0 | 0 | 50.4 | 0 | 0 | 34.4
|  |  | M12-old1 | RG-WtrHt-SmlStrg-Gas-lte75kBtuh-50G-0p70EF | Any | 70 EF Gas WH | 3 | Gas | 0 | 0 | 51 | 0 | 0 | 34.8
|  |  | M12-old1 | RG-WtrHt-SmlStrg-Gas-lte75kBtuh-50G-0p70EF | Any | 70 EF Gas WH | 4 | Gas | 0 | 0 | 49 | 0 | 0 | 33.4
|  |  | M12-old1 | RG-WtrHt-SmlStrg-Gas-lte75kBtuh-50G-0p70EF | Any | 70 EF Gas WH | 5 | Gas | 0 | 0 | 51.5 | 0 | 0 | 35.2
|  |  | M12-old1 | RG-WtrHt-SmlStrg-Gas-lte75kBtuh-50G-0p70EF | Any | 70 EF Gas WH | 6 | Gas | 0 | 0 | 47.5 | 0 | 0 | 32.4
|  |  | M12-old1 | RG-WtrHt-SmlStrg-Gas-lte75kBtuh-50G-0p70EF | Any | 70 EF Gas WH | 7 | Gas | 0 | 0 | 46.9 | 0 | 0 | 32
|  |  | M12-old1 | RG-WtrHt-SmlStrg-Gas-lte75kBtuh-50G-0p70EF | Any | 70 EF Gas WH | 8 | Gas | 0 | 0 | 46 | 0 | 0 | 31.3
|  |  | M12-old1 | RG-WtrHt-SmlStrg-Gas-lte75kBtuh-50G-0p70EF | Any | 70 EF Gas WH | 9 | Gas | 0 | 0 | 45.9 | 0 | 0 | 31.2
|  |  | M12-old1 | RG-WtrHt-SmlStrg-Gas-lte75kBtuh-50G-0p70EF | Any | 70 EF Gas WH | 10 | Gas | 0 | 0 | 45.6 | 0 | 0 | 31
|  |  | M12-old1 | RG-WtrHt-SmlStrg-Gas-lte75kBtuh-50G-0p70EF | Any | 70 EF Gas WH | 11 | Gas | 0 | 0 | 46.2 | 0 | 0 | 31.5
|  |  | M12-old1 | RG-WtrHt-SmlStrg-Gas-lte75kBtuh-50G-0p70EF | Any | 70 EF Gas WH | 12 | Gas | 0 | 0 | 48 | 0 | 0 | 32.7
|  |  | M12-old1 | RG-WtrHt-SmlStrg-Gas-lte75kBtuh-50G-0p70EF | Any | 70 EF Gas WH | 13 | Gas | 0 | 0 | 45.6 | 0 | 0 | 31
|  |  | M12-old1 | RG-WtrHt-SmlStrg-Gas-lte75kBtuh-50G-0p70EF | Any | 70 EF Gas WH | 14 | Gas | 0 | 0 | 46.3 | 0 | 0 | 31.5
|  |  | M12-old1 | RG-WtrHt-SmlStrg-Gas-lte75kBtuh-50G-0p70EF | Any | 70 EF Gas WH | 15 | Gas | 0 | 0 | 37 | 0 | 0 | 24.9
|  |  | M12-old1 | RG-WtrHt-SmlStrg-Gas-lte75kBtuh-50G-0p70EF | Any | 70 EF Gas WH | 16 | Gas | 0 | 0 | 54 | 0 | 0 | 36.9
|  |  | M13 | RG-WtrHt-SmlStrg-Gas-lte75kBtuh-50G-0p67EF | Any | 67 EF Gas WH | 1 | Gas | 0 | 0 | 35.3 | 0 | 0 | 35.3
|  |  | M13 | RG-WtrHt-SmlStrg-Gas-lte75kBtuh-50G-0p67EF | Any | 67 EF Gas WH | 2 | Gas | 0 | 0 | 32.4 | 0 | 0 | 32.4
|  |  | M13 | RG-WtrHt-SmlStrg-Gas-lte75kBtuh-50G-0p67EF | Any | 67 EF Gas WH | 3 | Gas | 0 | 0 | 32.7 | 0 | 0 | 32.7
|  |  | M13 | RG-WtrHt-SmlStrg-Gas-lte75kBtuh-50G-0p67EF | Any | 67 EF Gas WH | 4 | Gas | 0 | 0 | 31.5 | 0 | 0 | 31.5
|  |  | M13 | RG-WtrHt-SmlStrg-Gas-lte75kBtuh-50G-0p67EF | Any | 67 EF Gas WH | 5 | Gas | 0 | 0 | 33.1 | 0 | 0 | 33.1
|  |  | M13 | RG-WtrHt-SmlStrg-Gas-lte75kBtuh-50G-0p67EF | Any | 67 EF Gas WH | 6 | Gas | 0 | 0 | 30.6 | 0 | 0 | 30.6
|  |  | M13 | RG-WtrHt-SmlStrg-Gas-lte75kBtuh-50G-0p67EF | Any | 67 EF Gas WH | 7 | Gas | 0 | 0 | 30.1 | 0 | 0 | 30.1
|  |  | M13 | RG-WtrHt-SmlStrg-Gas-lte75kBtuh-50G-0p67EF | Any | 67 EF Gas WH | 8 | Gas | 0 | 0 | 29.6 | 0 | 0 | 29.6
|  |  | M13 | RG-WtrHt-SmlStrg-Gas-lte75kBtuh-50G-0p67EF | Any | 67 EF Gas WH | 9 | Gas | 0 | 0 | 29.5 | 0 | 0 | 29.5
|  |  | M13 | RG-WtrHt-SmlStrg-Gas-lte75kBtuh-50G-0p67EF | Any | 67 EF Gas WH | 10 | Gas | 0 | 0 | 29.3 | 0 | 0 | 29.3
|  |  | M13 | RG-WtrHt-SmlStrg-Gas-lte75kBtuh-50G-0p67EF | Any | 67 EF Gas WH | 11 | Gas | 0 | 0 | 29.7 | 0 | 0 | 29.7
|  |  | M13 | RG-WtrHt-SmlStrg-Gas-lte75kBtuh-50G-0p67EF | Any | 67 EF Gas WH | 12 | Gas | 0 | 0 | 30.9 | 0 | 0 | 30.9
|  |  | M13 | RG-WtrHt-SmlStrg-Gas-lte75kBtuh-50G-0p67EF | Any | 67 EF Gas WH | 13 | Gas | 0 | 0 | 29.3 | 0 | 0 | 29.3
|  |  | M13 | RG-WtrHt-SmlStrg-Gas-lte75kBtuh-50G-0p67EF | Any | 67 EF Gas WH | 14 | Gas | 0 | 0 | 29.8 | 0 | 0 | 29.8
|  |  | M13 | RG-WtrHt-SmlStrg-Gas-lte75kBtuh-50G-0p67EF | Any | 67 EF Gas WH | 15 | Gas | 0 | 0 | 23.6 | 0 | 0 | 23.6
|  |  | M13 | RG-WtrHt-SmlStrg-Gas-lte75kBtuh-50G-0p67EF | Any | 67 EF Gas WH | 16 | Gas | 0 | 0 | 34.7 | 0 | 0 | 34.7
|  |  | M13-old1 | RG-WtrHt-SmlStrg-Gas-lte75kBtuh-50G-0p67EF | Any | 67 EF Gas WH | 1 | Gas | 0 | 0 | 47.1 | 0 | 0 | 29.7
|  |  | M13-old1 | RG-WtrHt-SmlStrg-Gas-lte75kBtuh-50G-0p67EF | Any | 67 EF Gas WH | 2 | Gas | 0 | 0 | 43.3 | 0 | 0 | 27.2
|  |  | M13-old1 | RG-WtrHt-SmlStrg-Gas-lte75kBtuh-50G-0p67EF | Any | 67 EF Gas WH | 3 | Gas | 0 | 0 | 43.7 | 0 | 0 | 27.5
|  |  | M13-old1 | RG-WtrHt-SmlStrg-Gas-lte75kBtuh-50G-0p67EF | Any | 67 EF Gas WH | 4 | Gas | 0 | 0 | 42.1 | 0 | 0 | 26.5
|  |  | M13-old1 | RG-WtrHt-SmlStrg-Gas-lte75kBtuh-50G-0p67EF | Any | 67 EF Gas WH | 5 | Gas | 0 | 0 | 44.2 | 0 | 0 | 27.8
|  |  | M13-old1 | RG-WtrHt-SmlStrg-Gas-lte75kBtuh-50G-0p67EF | Any | 67 EF Gas WH | 6 | Gas | 0 | 0 | 40.8 | 0 | 0 | 25.7
|  |  | M13-old1 | RG-WtrHt-SmlStrg-Gas-lte75kBtuh-50G-0p67EF | Any | 67 EF Gas WH | 7 | Gas | 0 | 0 | 40.3 | 0 | 0 | 25.3
|  |  | M13-old1 | RG-WtrHt-SmlStrg-Gas-lte75kBtuh-50G-0p67EF | Any | 67 EF Gas WH | 8 | Gas | 0 | 0 | 39.5 | 0 | 0 | 24.9
|  |  | M13-old1 | RG-WtrHt-SmlStrg-Gas-lte75kBtuh-50G-0p67EF | Any | 67 EF Gas WH | 9 | Gas | 0 | 0 | 39.4 | 0 | 0 | 24.8
|  |  | M13-old1 | RG-WtrHt-SmlStrg-Gas-lte75kBtuh-50G-0p67EF | Any | 67 EF Gas WH | 10 | Gas | 0 | 0 | 39.2 | 0 | 0 | 24.6
|  |  | M13-old1 | RG-WtrHt-SmlStrg-Gas-lte75kBtuh-50G-0p67EF | Any | 67 EF Gas WH | 11 | Gas | 0 | 0 | 39.7 | 0 | 0 | 24.9
|  |  | M13-old1 | RG-WtrHt-SmlStrg-Gas-lte75kBtuh-50G-0p67EF | Any | 67 EF Gas WH | 12 | Gas | 0 | 0 | 41.3 | 0 | 0 | 26
|  |  | M13-old1 | RG-WtrHt-SmlStrg-Gas-lte75kBtuh-50G-0p67EF | Any | 67 EF Gas WH | 13 | Gas | 0 | 0 | 39.2 | 0 | 0 | 24.6
|  |  | M13-old1 | RG-WtrHt-SmlStrg-Gas-lte75kBtuh-50G-0p67EF | Any | 67 EF Gas WH | 14 | Gas | 0 | 0 | 39.8 | 0 | 0 | 25
|  |  | M13-old1 | RG-WtrHt-SmlStrg-Gas-lte75kBtuh-50G-0p67EF | Any | 67 EF Gas WH | 15 | Gas | 0 | 0 | 31.8 | 0 | 0 | 19.8
|  |  | M13-old1 | RG-WtrHt-SmlStrg-Gas-lte75kBtuh-50G-0p67EF | Any | 67 EF Gas WH | 16 | Gas | 0 | 0 | 46.3 | 0 | 0 | 29.2
|  |  | M14 | RG-WtrHt-SmlInst-Gas-150kBtuh-lt2G-0p82EF | Any | Tankless hot water heater | 1 | Gas | 0 | 0 | 99.2 | 0 | 0 | 99.2
|  |  | M14 | RG-WtrHt-SmlInst-Gas-150kBtuh-lt2G-0p82EF | Any | Tankless hot water heater | 2 | Gas | 0 | 0 | 89.2 | 0 | 0 | 89.2
|  |  | M14 | RG-WtrHt-SmlInst-Gas-150kBtuh-lt2G-0p82EF | Any | Tankless hot water heater | 3 | Gas | 0 | 0 | 90.5 | 0 | 0 | 90.5
|  |  | M14 | RG-WtrHt-SmlInst-Gas-150kBtuh-lt2G-0p82EF | Any | Tankless hot water heater | 4 | Gas | 0 | 0 | 86.1 | 0 | 0 | 86.1
|  |  | M14 | RG-WtrHt-SmlInst-Gas-150kBtuh-lt2G-0p82EF | Any | Tankless hot water heater | 5 | Gas | 0 | 0 | 91.6 | 0 | 0 | 91.6
|  |  | M14 | RG-WtrHt-SmlInst-Gas-150kBtuh-lt2G-0p82EF | Any | Tankless hot water heater | 6 | Gas | 0 | 0 | 82.8 | 0 | 0 | 82.8
|  |  | M14 | RG-WtrHt-SmlInst-Gas-150kBtuh-lt2G-0p82EF | Any | Tankless hot water heater | 7 | Gas | 0 | 0 | 81.3 | 0 | 0 | 81.3
|  |  | M14 | RG-WtrHt-SmlInst-Gas-150kBtuh-lt2G-0p82EF | Any | Tankless hot water heater | 8 | Gas | 0 | 0 | 79.4 | 0 | 0 | 79.4
|  |  | M14 | RG-WtrHt-SmlInst-Gas-150kBtuh-lt2G-0p82EF | Any | Tankless hot water heater | 9 | Gas | 0 | 0 | 79.1 | 0 | 0 | 79.1
|  |  | M14 | RG-WtrHt-SmlInst-Gas-150kBtuh-lt2G-0p82EF | Any | Tankless hot water heater | 10 | Gas | 0 | 0 | 78.6 | 0 | 0 | 78.6
|  |  | M14 | RG-WtrHt-SmlInst-Gas-150kBtuh-lt2G-0p82EF | Any | Tankless hot water heater | 11 | Gas | 0 | 0 | 80.3 | 0 | 0 | 80.3
|  |  | M14 | RG-WtrHt-SmlInst-Gas-150kBtuh-lt2G-0p82EF | Any | Tankless hot water heater | 12 | Gas | 0 | 0 | 84.1 | 0 | 0 | 84.1
|  |  | M14 | RG-WtrHt-SmlInst-Gas-150kBtuh-lt2G-0p82EF | Any | Tankless hot water heater | 13 | Gas | 0 | 0 | 79 | 0 | 0 | 79
|  |  | M14 | RG-WtrHt-SmlInst-Gas-150kBtuh-lt2G-0p82EF | Any | Tankless hot water heater | 14 | Gas | 0 | 0 | 80.5 | 0 | 0 | 80.5
|  |  | M14 | RG-WtrHt-SmlInst-Gas-150kBtuh-lt2G-0p82EF | Any | Tankless hot water heater | 15 | Gas | 0 | 0 | 61 | 0 | 0 | 61
|  |  | M14 | RG-WtrHt-SmlInst-Gas-150kBtuh-lt2G-0p82EF | Any | Tankless hot water heater | 16 | Gas | 0 | 0 | 97.1 | 0 | 0 | 97.1
|  |  | M14-old1 | RG-WtrHt-SmlInst-Gas-150kBtuh-lt2G-0p82EF | Any | Tankless hot water heater | 1 | Gas | 0 | 0 | 130 | 0 | 0 | 130
|  |  | M14-old1 | RG-WtrHt-SmlInst-Gas-150kBtuh-lt2G-0p82EF | Any | Tankless hot water heater | 2 | Gas | 0 | 0 | 118 | 0 | 0 | 118
|  |  | M14-old1 | RG-WtrHt-SmlInst-Gas-150kBtuh-lt2G-0p82EF | Any | Tankless hot water heater | 3 | Gas | 0 | 0 | 119 | 0 | 0 | 119
|  |  | M14-old1 | RG-WtrHt-SmlInst-Gas-150kBtuh-lt2G-0p82EF | Any | Tankless hot water heater | 4 | Gas | 0 | 0 | 114 | 0 | 0 | 114
|  |  | M14-old1 | RG-WtrHt-SmlInst-Gas-150kBtuh-lt2G-0p82EF | Any | Tankless hot water heater | 5 | Gas | 0 | 0 | 121 | 0 | 0 | 121
|  |  | M14-old1 | RG-WtrHt-SmlInst-Gas-150kBtuh-lt2G-0p82EF | Any | Tankless hot water heater | 6 | Gas | 0 | 0 | 110 | 0 | 0 | 110
|  |  | M14-old1 | RG-WtrHt-SmlInst-Gas-150kBtuh-lt2G-0p82EF | Any | Tankless hot water heater | 7 | Gas | 0 | 0 | 108 | 0 | 0 | 108
|  |  | M14-old1 | RG-WtrHt-SmlInst-Gas-150kBtuh-lt2G-0p82EF | Any | Tankless hot water heater | 8 | Gas | 0 | 0 | 105 | 0 | 0 | 105
|  |  | M14-old1 | RG-WtrHt-SmlInst-Gas-150kBtuh-lt2G-0p82EF | Any | Tankless hot water heater | 9 | Gas | 0 | 0 | 105 | 0 | 0 | 105
|  |  | M14-old1 | RG-WtrHt-SmlInst-Gas-150kBtuh-lt2G-0p82EF | Any | Tankless hot water heater | 10 | Gas | 0 | 0 | 104 | 0 | 0 | 104
|  |  | M14-old1 | RG-WtrHt-SmlInst-Gas-150kBtuh-lt2G-0p82EF | Any | Tankless hot water heater | 11 | Gas | 0 | 0 | 107 | 0 | 0 | 107
|  |  | M14-old1 | RG-WtrHt-SmlInst-Gas-150kBtuh-lt2G-0p82EF | Any | Tankless hot water heater | 12 | Gas | 0 | 0 | 111 | 0 | 0 | 111
|  |  | M14-old1 | RG-WtrHt-SmlInst-Gas-150kBtuh-lt2G-0p82EF | Any | Tankless hot water heater | 13 | Gas | 0 | 0 | 105 | 0 | 0 | 105
|  |  | M14-old1 | RG-WtrHt-SmlInst-Gas-150kBtuh-lt2G-0p82EF | Any | Tankless hot water heater | 14 | Gas | 0 | 0 | 107 | 0 | 0 | 107
|  |  | M14-old1 | RG-WtrHt-SmlInst-Gas-150kBtuh-lt2G-0p82EF | Any | Tankless hot water heater | 15 | Gas | 0 | 0 | 82.6 | 0 | 0 | 82.6
|  |  | M14-old1 | RG-WtrHt-SmlInst-Gas-150kBtuh-lt2G-0p82EF | Any | Tankless hot water heater | 16 | Gas | 0 | 0 | 127 | 0 | 0 | 127
|  |  | M15 | Pipe Wrap | Any | Pipe Wrap | 1 | Any | 0 | 0 | 2.3 | 0 | 0 | 0
|  |  | M15 | Pipe Wrap | Any | Pipe Wrap | 2 | Any | 0 | 0 | 2.3 | 0 | 0 | 0
|  |  | M15 | Pipe Wrap | Any | Pipe Wrap | 3 | Any | 0 | 0 | 2.3 | 0 | 0 | 0
|  |  | M15 | Pipe Wrap | Any | Pipe Wrap | 4 | Any | 0 | 0 | 2.3 | 0 | 0 | 0
|  |  | M15 | Pipe Wrap | Any | Pipe Wrap | 5 | Any | 0 | 0 | 2.3 | 0 | 0 | 0
|  |  | M15 | Pipe Wrap | Any | Pipe Wrap | 6 | Any | 0 | 0 | 2.3 | 0 | 0 | 0
|  |  | M15 | Pipe Wrap | Any | Pipe Wrap | 7 | Any | 0 | 0 | 2.3 | 0 | 0 | 0
|  |  | M15 | Pipe Wrap | Any | Pipe Wrap | 8 | Any | 0 | 0 | 2.3 | 0 | 0 | 0
|  |  | M15 | Pipe Wrap | Any | Pipe Wrap | 9 | Any | 0 | 0 | 2.3 | 0 | 0 | 0
|  |  | M15 | Pipe Wrap | Any | Pipe Wrap | 10 | Any | 0 | 0 | 2.3 | 0 | 0 | 0
|  |  | M15 | Pipe Wrap | Any | Pipe Wrap | 11 | Any | 0 | 0 | 2.3 | 0 | 0 | 0
|  |  | M15 | Pipe Wrap | Any | Pipe Wrap | 12 | Any | 0 | 0 | 2.3 | 0 | 0 | 0
|  |  | M15 | Pipe Wrap | Any | Pipe Wrap | 13 | Any | 0 | 0 | 2.3 | 0 | 0 | 0
|  |  | M15 | Pipe Wrap | Any | Pipe Wrap | 14 | Any | 0 | 0 | 2.3 | 0 | 0 | 0
|  |  | M15 | Pipe Wrap | Any | Pipe Wrap | 15 | Any | 0 | 0 | 2.3 | 0 | 0 | 0
|  |  | M15 | Pipe Wrap | Any | Pipe Wrap | 16 | Any | 0 | 0 | 2.3 | 0 | 0 | 0
|  |  | M16-old2 | Temperature-Initiated Restriction Valve Only | Any | Shower Tstat Valve. | 1 | Any | 0 | 0 | 2.7 | 0 | 0 | 3
|  |  | M16-old2 | Temperature-Initiated Restriction Valve Only | Any | Shower Tstat Valve. | 2 | Any | 0 | 0 | 2.4 | 0 | 0 | 2.7
|  |  | M16-old2 | Temperature-Initiated Restriction Valve Only | Any | Shower Tstat Valve. | 3 | Any | 0 | 0 | 2.4 | 0 | 0 | 2.7
|  |  | M16-old2 | Temperature-Initiated Restriction Valve Only | Any | Shower Tstat Valve. | 4 | Any | 0 | 0 | 2.3 | 0 | 0 | 2.5
|  |  | M16-old2 | Temperature-Initiated Restriction Valve Only | Any | Shower Tstat Valve. | 5 | Any | 0 | 0 | 2.5 | 0 | 0 | 2.7
|  |  | M16-old2 | Temperature-Initiated Restriction Valve Only | Any | Shower Tstat Valve. | 6 | Any | 0 | 0 | 2.2 | 0 | 0 | 2.4
|  |  | M16-old2 | Temperature-Initiated Restriction Valve Only | Any | Shower Tstat Valve. | 7 | Any | 0 | 0 | 2.1 | 0 | 0 | 2.4
|  |  | M16-old2 | Temperature-Initiated Restriction Valve Only | Any | Shower Tstat Valve. | 8 | Any | 0 | 0 | 2.1 | 0 | 0 | 2.3
|  |  | M16-old2 | Temperature-Initiated Restriction Valve Only | Any | Shower Tstat Valve. | 9 | Any | 0 | 0 | 2.1 | 0 | 0 | 2.3
|  |  | M16-old2 | Temperature-Initiated Restriction Valve Only | Any | Shower Tstat Valve. | 10 | Any | 0 | 0 | 2.1 | 0 | 0 | 2.3
|  |  | M16-old2 | Temperature-Initiated Restriction Valve Only | Any | Shower Tstat Valve. | 11 | Any | 0 | 0 | 2.1 | 0 | 0 | 2.4
|  |  | M16-old2 | Temperature-Initiated Restriction Valve Only | Any | Shower Tstat Valve. | 12 | Any | 0 | 0 | 2.2 | 0 | 0 | 2.5
|  |  | M16-old2 | Temperature-Initiated Restriction Valve Only | Any | Shower Tstat Valve. | 13 | Any | 0 | 0 | 2.1 | 0 | 0 | 2.3
|  |  | M16-old2 | Temperature-Initiated Restriction Valve Only | Any | Shower Tstat Valve. | 14 | Any | 0 | 0 | 2.2 | 0 | 0 | 2.4
|  |  | M16-old2 | Temperature-Initiated Restriction Valve Only | Any | Shower Tstat Valve. | 15 | Any | 0 | 0 | 1.5 | 0 | 0 | 1.7
|  |  | M16-old2 | Temperature-Initiated Restriction Valve Only | Any | Shower Tstat Valve. | 16 | Any | 0 | 0 | 2.7 | 0 | 0 | 3
|  |  | M16-old1 | v85:Shower Tstat Valve. | Any | Shower Tstat Valve. | 1 | Any | 0 | 0 | 1.95 | 0 | 0 | 1.95
|  |  | M16-old1 | v85:Shower Tstat Valve. | Any | Shower Tstat Valve. | 2 | Any | 0 | 0 | 1.95 | 0 | 0 | 1.95
|  |  | M16-old1 | v85:Shower Tstat Valve. | Any | Shower Tstat Valve. | 3 | Any | 0 | 0 | 1.95 | 0 | 0 | 1.95
|  |  | M16-old1 | v85:Shower Tstat Valve. | Any | Shower Tstat Valve. | 4 | Any | 0 | 0 | 1.95 | 0 | 0 | 1.95
|  |  | M16-old1 | v85:Shower Tstat Valve. | Any | Shower Tstat Valve. | 5 | Any | 0 | 0 | 1.95 | 0 | 0 | 1.95
|  |  | M16-old1 | v85:Shower Tstat Valve. | Any | Shower Tstat Valve. | 6 | Any | 0 | 0 | 1.95 | 0 | 0 | 1.95
|  |  | M16-old1 | v85:Shower Tstat Valve. | Any | Shower Tstat Valve. | 7 | Any | 0 | 0 | 1.95 | 0 | 0 | 1.95
|  |  | M16-old1 | v85:Shower Tstat Valve. | Any | Shower Tstat Valve. | 8 | Any | 0 | 0 | 1.95 | 0 | 0 | 1.95
|  |  | M16-old1 | v85:Shower Tstat Valve. | Any | Shower Tstat Valve. | 9 | Any | 0 | 0 | 1.95 | 0 | 0 | 1.95
|  |  | M16-old1 | v85:Shower Tstat Valve. | Any | Shower Tstat Valve. | 10 | Any | 0 | 0 | 1.95 | 0 | 0 | 1.95
|  |  | M16-old1 | v85:Shower Tstat Valve. | Any | Shower Tstat Valve. | 11 | Any | 0 | 0 | 1.95 | 0 | 0 | 1.95
|  |  | M16-old1 | v85:Shower Tstat Valve. | Any | Shower Tstat Valve. | 12 | Any | 0 | 0 | 1.95 | 0 | 0 | 1.95
|  |  | M16-old1 | v85:Shower Tstat Valve. | Any | Shower Tstat Valve. | 13 | Any | 0 | 0 | 1.95 | 0 | 0 | 1.95
|  |  | M16-old1 | v85:Shower Tstat Valve. | Any | Shower Tstat Valve. | 14 | Any | 0 | 0 | 1.95 | 0 | 0 | 1.95
|  |  | M16-old1 | v85:Shower Tstat Valve. | Any | Shower Tstat Valve. | 15 | Any | 0 | 0 | 1.95 | 0 | 0 | 1.95
|  |  | M16-old1 | v85:Shower Tstat Valve. | Any | Shower Tstat Valve. | 16 | Any | 0 | 0 | 1.95 | 0 | 0 | 1.95
|  |  | M17-old2 | 1.6 gpm Showerhead + Restriction Valve | Any | Shower Tstat Valve and Low Flow | 1 | Any | 0 | 0 | 9.9 | 0 | 0 | 11.9
|  |  | M17-old2 | 1.6 gpm Showerhead + Restriction Valve | Any | Shower Tstat Valve and Low Flow | 2 | Any | 0 | 0 | 8.8 | 0 | 0 | 10.6
|  |  | M17-old2 | 1.6 gpm Showerhead + Restriction Valve | Any | Shower Tstat Valve and Low Flow | 3 | Any | 0 | 0 | 8.9 | 0 | 0 | 10.6
|  |  | M17-old2 | 1.6 gpm Showerhead + Restriction Valve | Any | Shower Tstat Valve and Low Flow | 4 | Any | 0 | 0 | 8.4 | 0 | 0 | 10.1
|  |  | M17-old2 | 1.6 gpm Showerhead + Restriction Valve | Any | Shower Tstat Valve and Low Flow | 5 | Any | 0 | 0 | 9.1 | 0 | 0 | 10.9
|  |  | M17-old2 | 1.6 gpm Showerhead + Restriction Valve | Any | Shower Tstat Valve and Low Flow | 6 | Any | 0 | 0 | 8 | 0 | 0 | 9.6
|  |  | M17-old2 | 1.6 gpm Showerhead + Restriction Valve | Any | Shower Tstat Valve and Low Flow | 7 | Any | 0 | 0 | 7.9 | 0 | 0 | 9.5
|  |  | M17-old2 | 1.6 gpm Showerhead + Restriction Valve | Any | Shower Tstat Valve and Low Flow | 8 | Any | 0 | 0 | 7.7 | 0 | 0 | 9.2
|  |  | M17-old2 | 1.6 gpm Showerhead + Restriction Valve | Any | Shower Tstat Valve and Low Flow | 9 | Any | 0 | 0 | 7.6 | 0 | 0 | 9.2
|  |  | M17-old2 | 1.6 gpm Showerhead + Restriction Valve | Any | Shower Tstat Valve and Low Flow | 10 | Any | 0 | 0 | 7.6 | 0 | 0 | 9.1
|  |  | M17-old2 | 1.6 gpm Showerhead + Restriction Valve | Any | Shower Tstat Valve and Low Flow | 11 | Any | 0 | 0 | 7.8 | 0 | 0 | 9.4
|  |  | M17-old2 | 1.6 gpm Showerhead + Restriction Valve | Any | Shower Tstat Valve and Low Flow | 12 | Any | 0 | 0 | 8.2 | 0 | 0 | 9.8
|  |  | M17-old2 | 1.6 gpm Showerhead + Restriction Valve | Any | Shower Tstat Valve and Low Flow | 13 | Any | 0 | 0 | 7.6 | 0 | 0 | 9.2
|  |  | M17-old2 | 1.6 gpm Showerhead + Restriction Valve | Any | Shower Tstat Valve and Low Flow | 14 | Any | 0 | 0 | 7.9 | 0 | 0 | 9.5
|  |  | M17-old2 | 1.6 gpm Showerhead + Restriction Valve | Any | Shower Tstat Valve and Low Flow | 15 | Any | 0 | 0 | 5.6 | 0 | 0 | 6.8
|  |  | M17-old2 | 1.6 gpm Showerhead + Restriction Valve | Any | Shower Tstat Valve and Low Flow | 16 | Any | 0 | 0 | 9.8 | 0 | 0 | 11.8
|  |  | M17-old1 | v85:Shower Tstat Valve and Low Flow | Any | Shower Tstat Valve and Low Flow | 1 | Any | 0 | 0 | 23.2 | 0 | 0 | 23.2
|  |  | M17-old1 | v85:Shower Tstat Valve and Low Flow | Any | Shower Tstat Valve and Low Flow | 2 | Any | 0 | 0 | 23.2 | 0 | 0 | 23.2
|  |  | M17-old1 | v85:Shower Tstat Valve and Low Flow | Any | Shower Tstat Valve and Low Flow | 3 | Any | 0 | 0 | 23.2 | 0 | 0 | 23.2
|  |  | M17-old1 | v85:Shower Tstat Valve and Low Flow | Any | Shower Tstat Valve and Low Flow | 4 | Any | 0 | 0 | 23.2 | 0 | 0 | 23.2
|  |  | M17-old1 | v85:Shower Tstat Valve and Low Flow | Any | Shower Tstat Valve and Low Flow | 5 | Any | 0 | 0 | 23.2 | 0 | 0 | 23.2
|  |  | M17-old1 | v85:Shower Tstat Valve and Low Flow | Any | Shower Tstat Valve and Low Flow | 6 | Any | 0 | 0 | 23.2 | 0 | 0 | 23.2
|  |  | M17-old1 | v85:Shower Tstat Valve and Low Flow | Any | Shower Tstat Valve and Low Flow | 7 | Any | 0 | 0 | 23.2 | 0 | 0 | 23.2
|  |  | M17-old1 | v85:Shower Tstat Valve and Low Flow | Any | Shower Tstat Valve and Low Flow | 8 | Any | 0 | 0 | 23.2 | 0 | 0 | 23.2
|  |  | M17-old1 | v85:Shower Tstat Valve and Low Flow | Any | Shower Tstat Valve and Low Flow | 9 | Any | 0 | 0 | 23.2 | 0 | 0 | 23.2
|  |  | M17-old1 | v85:Shower Tstat Valve and Low Flow | Any | Shower Tstat Valve and Low Flow | 10 | Any | 0 | 0 | 23.2 | 0 | 0 | 23.2
|  |  | M17-old1 | v85:Shower Tstat Valve and Low Flow | Any | Shower Tstat Valve and Low Flow | 11 | Any | 0 | 0 | 23.2 | 0 | 0 | 23.2
|  |  | M17-old1 | v85:Shower Tstat Valve and Low Flow | Any | Shower Tstat Valve and Low Flow | 12 | Any | 0 | 0 | 23.2 | 0 | 0 | 23.2
|  |  | M17-old1 | v85:Shower Tstat Valve and Low Flow | Any | Shower Tstat Valve and Low Flow | 13 | Any | 0 | 0 | 23.2 | 0 | 0 | 23.2
|  |  | M17-old1 | v85:Shower Tstat Valve and Low Flow | Any | Shower Tstat Valve and Low Flow | 14 | Any | 0 | 0 | 23.2 | 0 | 0 | 23.2
|  |  | M17-old1 | v85:Shower Tstat Valve and Low Flow | Any | Shower Tstat Valve and Low Flow | 15 | Any | 0 | 0 | 23.2 | 0 | 0 | 23.2
|  |  | M17-old1 | v85:Shower Tstat Valve and Low Flow | Any | Shower Tstat Valve and Low Flow | 16 | Any | 0 | 0 | 23.2 | 0 | 0 | 23.2
|  |  | M18 | Auto-diverting Tub Spout with thermostatic shut-off Showerhead (1.5 gpm) (2018 Code) –Electric | Any | Auto Diverting Tub Spout with Thermostatic Shut-Off Valve | 1 | Electric | 329.7796 | 0.033129 | 0 | 171.9142 | 0.01727 | 0
|  |  | M18 | Auto-diverting Tub Spout with thermostatic shut-off Showerhead (1.5 gpm) (2018 Code) –Electric | Any | Auto Diverting Tub Spout with Thermostatic Shut-Off Valve | 2 | Electric | 294.3833 | 0.029573 | 0 | 153.4621 | 0.015416 | 0
|  |  | M18 | Auto-diverting Tub Spout with thermostatic shut-off Showerhead (1.5 gpm) (2018 Code) –Electric | Any | Auto Diverting Tub Spout with Thermostatic Shut-Off Valve | 3 | Electric | 295.6517 | 0.0297 | 0 | 154.1233 | 0.015483 | 0
|  |  | M18 | Auto-diverting Tub Spout with thermostatic shut-off Showerhead (1.5 gpm) (2018 Code) –Electric | Any | Auto Diverting Tub Spout with Thermostatic Shut-Off Valve | 4 | Electric | 281.0749 | 0.028236 | 0 | 146.5245 | 0.014719 | 0
|  |  | M18 | Auto-diverting Tub Spout with thermostatic shut-off Showerhead (1.5 gpm) (2018 Code) –Electric | Any | Auto Diverting Tub Spout with Thermostatic Shut-Off Valve | 5 | Electric | 302.9517 | 0.030434 | 0 | 157.9288 | 0.015865 | 0
|  |  | M18 | Auto-diverting Tub Spout with thermostatic shut-off Showerhead (1.5 gpm) (2018 Code) –Electric | Any | Auto Diverting Tub Spout with Thermostatic Shut-Off Valve | 6 | Electric | 267.3489 | 0.026857 | 0 | 139.3691 | 0.014001 | 0
|  |  | M18 | Auto-diverting Tub Spout with thermostatic shut-off Showerhead (1.5 gpm) (2018 Code) –Electric | Any | Auto Diverting Tub Spout with Thermostatic Shut-Off Valve | 7 | Electric | 262.4587 | 0.026366 | 0 | 136.8198 | 0.013744 | 0
|  |  | M18 | Auto-diverting Tub Spout with thermostatic shut-off Showerhead (1.5 gpm) (2018 Code) –Electric | Any | Auto Diverting Tub Spout with Thermostatic Shut-Off Valve | 8 | Electric | 255.4337 | 0.02566 | 0 | 133.1577 | 0.013377 | 0
|  |  | M18 | Auto-diverting Tub Spout with thermostatic shut-off Showerhead (1.5 gpm) (2018 Code) –Electric | Any | Auto Diverting Tub Spout with Thermostatic Shut-Off Valve | 9 | Electric | 255.1031 | 0.025627 | 0 | 132.9853 | 0.013359 | 0
|  |  | M18 | Auto-diverting Tub Spout with thermostatic shut-off Showerhead (1.5 gpm) (2018 Code) –Electric | Any | Auto Diverting Tub Spout with Thermostatic Shut-Off Valve | 10 | Electric | 253.3053 | 0.025446 | 0 | 132.0481 | 0.013265 | 0
|  |  | M18 | Auto-diverting Tub Spout with thermostatic shut-off Showerhead (1.5 gpm) (2018 Code) –Electric | Any | Auto Diverting Tub Spout with Thermostatic Shut-Off Valve | 11 | Electric | 260.456 | 0.026165 | 0 | 135.7758 | 0.01364 | 0
|  |  | M18 | Auto-diverting Tub Spout with thermostatic shut-off Showerhead (1.5 gpm) (2018 Code) –Electric | Any | Auto Diverting Tub Spout with Thermostatic Shut-Off Valve | 12 | Electric | 273.2851 | 0.027453 | 0 | 142.4636 | 0.014311 | 0
|  |  | M18 | Auto-diverting Tub Spout with thermostatic shut-off Showerhead (1.5 gpm) (2018 Code) –Electric | Any | Auto Diverting Tub Spout with Thermostatic Shut-Off Valve | 13 | Electric | 254.9212 | 0.025609 | 0 | 132.8905 | 0.01335 | 0
|  |  | M18 | Auto-diverting Tub Spout with thermostatic shut-off Showerhead (1.5 gpm) (2018 Code) –Electric | Any | Auto Diverting Tub Spout with Thermostatic Shut-Off Valve | 14 | Electric | 263.6303 | 0.026483 | 0 | 137.4306 | 0.013806 | 0
|  |  | M18 | Auto-diverting Tub Spout with thermostatic shut-off Showerhead (1.5 gpm) (2018 Code) –Electric | Any | Auto Diverting Tub Spout with Thermostatic Shut-Off Valve | 15 | Electric | 187.471 | 0.018833 | 0 | 97.7287 | 0.0098175 | 0
|  |  | M18 | Auto-diverting Tub Spout with thermostatic shut-off Showerhead (1.5 gpm) (2018 Code) –Electric | Any | Auto Diverting Tub Spout with Thermostatic Shut-Off Valve | 16 | Electric | 328.5298 | 0.033003 | 0 | 171.2627 | 0.017204 | 0
|  |  | M18 | Auto-diverting Tub Spout with thermostatic shut-off Showerhead (1.5 gpm) (2018 Code) –Gas | Any | Auto Diverting Tub Spout with Thermostatic Shut-Off Valve | 1 | Gas | 0 | 0 | 14.1227 | 0 | 0 | 7.3621
|  |  | M18 | Auto-diverting Tub Spout with thermostatic shut-off Showerhead (1.5 gpm) (2018 Code) –Gas | Any | Auto Diverting Tub Spout with Thermostatic Shut-Off Valve | 2 | Gas | 0 | 0 | 12.6068 | 0 | 0 | 6.5719
|  |  | M18 | Auto-diverting Tub Spout with thermostatic shut-off Showerhead (1.5 gpm) (2018 Code) –Gas | Any | Auto Diverting Tub Spout with Thermostatic Shut-Off Valve | 3 | Gas | 0 | 0 | 12.6611 | 0 | 0 | 6.6003
|  |  | M18 | Auto-diverting Tub Spout with thermostatic shut-off Showerhead (1.5 gpm) (2018 Code) –Gas | Any | Auto Diverting Tub Spout with Thermostatic Shut-Off Valve | 4 | Gas | 0 | 0 | 12.0369 | 0 | 0 | 6.2748
|  |  | M18 | Auto-diverting Tub Spout with thermostatic shut-off Showerhead (1.5 gpm) (2018 Code) –Gas | Any | Auto Diverting Tub Spout with Thermostatic Shut-Off Valve | 5 | Gas | 0 | 0 | 12.9738 | 0 | 0 | 6.7632
|  |  | M18 | Auto-diverting Tub Spout with thermostatic shut-off Showerhead (1.5 gpm) (2018 Code) –Gas | Any | Auto Diverting Tub Spout with Thermostatic Shut-Off Valve | 6 | Gas | 0 | 0 | 11.4491 | 0 | 0 | 5.9684
|  |  | M18 | Auto-diverting Tub Spout with thermostatic shut-off Showerhead (1.5 gpm) (2018 Code) –Gas | Any | Auto Diverting Tub Spout with Thermostatic Shut-Off Valve | 7 | Gas | 0 | 0 | 11.2397 | 0 | 0 | 5.8592
|  |  | M18 | Auto-diverting Tub Spout with thermostatic shut-off Showerhead (1.5 gpm) (2018 Code) –Gas | Any | Auto Diverting Tub Spout with Thermostatic Shut-Off Valve | 8 | Gas | 0 | 0 | 10.9388 | 0 | 0 | 5.7024
|  |  | M18 | Auto-diverting Tub Spout with thermostatic shut-off Showerhead (1.5 gpm) (2018 Code) –Gas | Any | Auto Diverting Tub Spout with Thermostatic Shut-Off Valve | 9 | Gas | 0 | 0 | 10.9247 | 0 | 0 | 5.695
|  |  | M18 | Auto-diverting Tub Spout with thermostatic shut-off Showerhead (1.5 gpm) (2018 Code) –Gas | Any | Auto Diverting Tub Spout with Thermostatic Shut-Off Valve | 10 | Gas | 0 | 0 | 10.8477 | 0 | 0 | 5.6549
|  |  | M18 | Auto-diverting Tub Spout with thermostatic shut-off Showerhead (1.5 gpm) (2018 Code) –Gas | Any | Auto Diverting Tub Spout with Thermostatic Shut-Off Valve | 11 | Gas | 0 | 0 | 11.1539 | 0 | 0 | 5.8145
|  |  | M18 | Auto-diverting Tub Spout with thermostatic shut-off Showerhead (1.5 gpm) (2018 Code) –Gas | Any | Auto Diverting Tub Spout with Thermostatic Shut-Off Valve | 12 | Gas | 0 | 0 | 11.7033 | 0 | 0 | 6.1009
|  |  | M18 | Auto-diverting Tub Spout with thermostatic shut-off Showerhead (1.5 gpm) (2018 Code) –Gas | Any | Auto Diverting Tub Spout with Thermostatic Shut-Off Valve | 13 | Gas | 0 | 0 | 10.9169 | 0 | 0 | 5.691
|  |  | M18 | Auto-diverting Tub Spout with thermostatic shut-off Showerhead (1.5 gpm) (2018 Code) –Gas | Any | Auto Diverting Tub Spout with Thermostatic Shut-Off Valve | 14 | Gas | 0 | 0 | 11.2898 | 0 | 0 | 5.8854
|  |  | M18 | Auto-diverting Tub Spout with thermostatic shut-off Showerhead (1.5 gpm) (2018 Code) –Gas | Any | Auto Diverting Tub Spout with Thermostatic Shut-Off Valve | 15 | Gas | 0 | 0 | 8.0284 | 0 | 0 | 4.1852
|  |  | M18 | Auto-diverting Tub Spout with thermostatic shut-off Showerhead (1.5 gpm) (2018 Code) –Gas | Any | Auto Diverting Tub Spout with Thermostatic Shut-Off Valve | 16 | Gas | 0 | 0 | 14.0691 | 0 | 0 | 7.3342
|  |  | M16 | Res-ShwrFlowRes-Elec | Any | Shower Thermostatic Shut-Off Valve | 1 | Electric | 48.9 | 0.00492 | 0 | 48.9 | 0.00492 | 0
|  |  | M16 | Res-ShwrFlowRes-Elec | Any | Shower Thermostatic Shut-Off Valve | 2 | Electric | 48.7 | 0.00489 | 0 | 48.7 | 0.00489 | 0
|  |  | M16 | Res-ShwrFlowRes-Elec | Any | Shower Thermostatic Shut-Off Valve | 3 | Electric | 47.6 | 0.00479 | 0 | 47.6 | 0.00479 | 0
|  |  | M16 | Res-ShwrFlowRes-Elec | Any | Shower Thermostatic Shut-Off Valve | 4 | Electric | 46 | 0.00462 | 0 | 46 | 0.00462 | 0
|  |  | M16 | Res-ShwrFlowRes-Elec | Any | Shower Thermostatic Shut-Off Valve | 5 | Electric | 47.3 | 0.00475 | 0 | 47.3 | 0.00475 | 0
|  |  | M16 | Res-ShwrFlowRes-Elec | Any | Shower Thermostatic Shut-Off Valve | 6 | Electric | 44.8 | 0.0045 | 0 | 44.8 | 0.0045 | 0
|  |  | M16 | Res-ShwrFlowRes-Elec | Any | Shower Thermostatic Shut-Off Valve | 7 | Electric | 43.8 | 0.0044 | 0 | 43.8 | 0.0044 | 0
|  |  | M16 | Res-ShwrFlowRes-Elec | Any | Shower Thermostatic Shut-Off Valve | 8 | Electric | 42.5 | 0.00427 | 0 | 42.5 | 0.00427 | 0
|  |  | M16 | Res-ShwrFlowRes-Elec | Any | Shower Thermostatic Shut-Off Valve | 9 | Electric | 43.3 | 0.00435 | 0 | 43.3 | 0.00435 | 0
|  |  | M16 | Res-ShwrFlowRes-Elec | Any | Shower Thermostatic Shut-Off Valve | 10 | Electric | 42.8 | 0.0043 | 0 | 42.8 | 0.0043 | 0
|  |  | M16 | Res-ShwrFlowRes-Elec | Any | Shower Thermostatic Shut-Off Valve | 11 | Electric | 44.5 | 0.00447 | 0 | 44.5 | 0.00447 | 0
|  |  | M16 | Res-ShwrFlowRes-Elec | Any | Shower Thermostatic Shut-Off Valve | 12 | Electric | 45.9 | 0.00461 | 0 | 45.9 | 0.00461 | 0
|  |  | M16 | Res-ShwrFlowRes-Elec | Any | Shower Thermostatic Shut-Off Valve | 13 | Electric | 43 | 0.00432 | 0 | 43 | 0.00432 | 0
|  |  | M16 | Res-ShwrFlowRes-Elec | Any | Shower Thermostatic Shut-Off Valve | 14 | Electric | 45.4 | 0.00456 | 0 | 45.4 | 0.00456 | 0
|  |  | M16 | Res-ShwrFlowRes-Elec | Any | Shower Thermostatic Shut-Off Valve | 15 | Electric | 36.1 | 0.00362 | 0 | 36.1 | 0.00362 | 0
|  |  | M16 | Res-ShwrFlowRes-Elec | Any | Shower Thermostatic Shut-Off Valve | 16 | Electric | 50.9 | 0.00512 | 0 | 50.9 | 0.00512 | 0
|  |  | M16 | Res-ShwrFlowRes-Gas | Any | Shower Thermostatic Shut-Off Valve | 1 | Gas | 0 | 0 | 2.21 | 0 | 0 | 2.21
|  |  | M16 | Res-ShwrFlowRes-Gas | Any | Shower Thermostatic Shut-Off Valve | 2 | Gas | 0 | 0 | 2.2 | 0 | 0 | 2.2
|  |  | M16 | Res-ShwrFlowRes-Gas | Any | Shower Thermostatic Shut-Off Valve | 3 | Gas | 0 | 0 | 2.15 | 0 | 0 | 2.15
|  |  | M16 | Res-ShwrFlowRes-Gas | Any | Shower Thermostatic Shut-Off Valve | 4 | Gas | 0 | 0 | 2.08 | 0 | 0 | 2.08
|  |  | M16 | Res-ShwrFlowRes-Gas | Any | Shower Thermostatic Shut-Off Valve | 5 | Gas | 0 | 0 | 2.14 | 0 | 0 | 2.14
|  |  | M16 | Res-ShwrFlowRes-Gas | Any | Shower Thermostatic Shut-Off Valve | 6 | Gas | 0 | 0 | 2.03 | 0 | 0 | 2.03
|  |  | M16 | Res-ShwrFlowRes-Gas | Any | Shower Thermostatic Shut-Off Valve | 7 | Gas | 0 | 0 | 1.98 | 0 | 0 | 1.98
|  |  | M16 | Res-ShwrFlowRes-Gas | Any | Shower Thermostatic Shut-Off Valve | 8 | Gas | 0 | 0 | 1.92 | 0 | 0 | 1.92
|  |  | M16 | Res-ShwrFlowRes-Gas | Any | Shower Thermostatic Shut-Off Valve | 9 | Gas | 0 | 0 | 1.96 | 0 | 0 | 1.96
|  |  | M16 | Res-ShwrFlowRes-Gas | Any | Shower Thermostatic Shut-Off Valve | 10 | Gas | 0 | 0 | 1.94 | 0 | 0 | 1.94
|  |  | M16 | Res-ShwrFlowRes-Gas | Any | Shower Thermostatic Shut-Off Valve | 11 | Gas | 0 | 0 | 2.01 | 0 | 0 | 2.01
|  |  | M16 | Res-ShwrFlowRes-Gas | Any | Shower Thermostatic Shut-Off Valve | 12 | Gas | 0 | 0 | 2.07 | 0 | 0 | 2.07
|  |  | M16 | Res-ShwrFlowRes-Gas | Any | Shower Thermostatic Shut-Off Valve | 13 | Gas | 0 | 0 | 1.94 | 0 | 0 | 1.94
|  |  | M16 | Res-ShwrFlowRes-Gas | Any | Shower Thermostatic Shut-Off Valve | 14 | Gas | 0 | 0 | 2.05 | 0 | 0 | 2.05
|  |  | M16 | Res-ShwrFlowRes-Gas | Any | Shower Thermostatic Shut-Off Valve | 15 | Gas | 0 | 0 | 1.63 | 0 | 0 | 1.63
|  |  | M16 | Res-ShwrFlowRes-Gas | Any | Shower Thermostatic Shut-Off Valve | 16 | Gas | 0 | 0 | 2.3 | 0 | 0 | 2.3
|  |  | M17 | Res-ShowerHdFlowRes-Elec-1.6 | Any | Shower Thermostatic Shut-Off Valve & Low-Flow Showerhead | 1 | Electric | 205 | 0.0206 | 0 | 205 | 0.0206 | 0
|  |  | M17 | Res-ShowerHdFlowRes-Elec-1.6 | Any | Shower Thermostatic Shut-Off Valve & Low-Flow Showerhead | 2 | Electric | 204 | 0.0205 | 0 | 204 | 0.0205 | 0
|  |  | M17 | Res-ShowerHdFlowRes-Elec-1.6 | Any | Shower Thermostatic Shut-Off Valve & Low-Flow Showerhead | 3 | Electric | 200 | 0.0201 | 0 | 200 | 0.0201 | 0
|  |  | M17 | Res-ShowerHdFlowRes-Elec-1.6 | Any | Shower Thermostatic Shut-Off Valve & Low-Flow Showerhead | 4 | Electric | 193 | 0.0194 | 0 | 193 | 0.0194 | 0
|  |  | M17 | Res-ShowerHdFlowRes-Elec-1.6 | Any | Shower Thermostatic Shut-Off Valve & Low-Flow Showerhead | 5 | Electric | 198 | 0.0199 | 0 | 198 | 0.0199 | 0
|  |  | M17 | Res-ShowerHdFlowRes-Elec-1.6 | Any | Shower Thermostatic Shut-Off Valve & Low-Flow Showerhead | 6 | Electric | 188 | 0.0189 | 0 | 188 | 0.0189 | 0
|  |  | M17 | Res-ShowerHdFlowRes-Elec-1.6 | Any | Shower Thermostatic Shut-Off Valve & Low-Flow Showerhead | 7 | Electric | 184 | 0.0185 | 0 | 184 | 0.0185 | 0
|  |  | M17 | Res-ShowerHdFlowRes-Elec-1.6 | Any | Shower Thermostatic Shut-Off Valve & Low-Flow Showerhead | 8 | Electric | 178 | 0.0179 | 0 | 178 | 0.0179 | 0
|  |  | M17 | Res-ShowerHdFlowRes-Elec-1.6 | Any | Shower Thermostatic Shut-Off Valve & Low-Flow Showerhead | 9 | Electric | 182 | 0.0183 | 0 | 182 | 0.0183 | 0
|  |  | M17 | Res-ShowerHdFlowRes-Elec-1.6 | Any | Shower Thermostatic Shut-Off Valve & Low-Flow Showerhead | 10 | Electric | 180 | 0.0181 | 0 | 180 | 0.0181 | 0
|  |  | M17 | Res-ShowerHdFlowRes-Elec-1.6 | Any | Shower Thermostatic Shut-Off Valve & Low-Flow Showerhead | 11 | Electric | 187 | 0.0188 | 0 | 187 | 0.0188 | 0
|  |  | M17 | Res-ShowerHdFlowRes-Elec-1.6 | Any | Shower Thermostatic Shut-Off Valve & Low-Flow Showerhead | 12 | Electric | 193 | 0.0193 | 0 | 193 | 0.0193 | 0
|  |  | M17 | Res-ShowerHdFlowRes-Elec-1.6 | Any | Shower Thermostatic Shut-Off Valve & Low-Flow Showerhead | 13 | Electric | 180 | 0.0181 | 0 | 180 | 0.0181 | 0
|  |  | M17 | Res-ShowerHdFlowRes-Elec-1.6 | Any | Shower Thermostatic Shut-Off Valve & Low-Flow Showerhead | 14 | Electric | 191 | 0.0191 | 0 | 191 | 0.0191 | 0
|  |  | M17 | Res-ShowerHdFlowRes-Elec-1.6 | Any | Shower Thermostatic Shut-Off Valve & Low-Flow Showerhead | 15 | Electric | 151 | 0.0152 | 0 | 151 | 0.0152 | 0
|  |  | M17 | Res-ShowerHdFlowRes-Elec-1.6 | Any | Shower Thermostatic Shut-Off Valve & Low-Flow Showerhead | 16 | Electric | 214 | 0.0215 | 0 | 214 | 0.0215 | 0
|  |  | M17 | Res-ShowerHdFlowRes-Gas-1.6 | Any | Shower Thermostatic Shut-Off Valve & Low-Flow Showerhead | 1 | Gas | 0 | 0 | 10.4 | 0 | 0 | 10.4
|  |  | M17 | Res-ShowerHdFlowRes-Gas-1.6 | Any | Shower Thermostatic Shut-Off Valve & Low-Flow Showerhead | 2 | Gas | 0 | 0 | 10.3 | 0 | 0 | 10.3
|  |  | M17 | Res-ShowerHdFlowRes-Gas-1.6 | Any | Shower Thermostatic Shut-Off Valve & Low-Flow Showerhead | 3 | Gas | 0 | 0 | 10.1 | 0 | 0 | 10.1
|  |  | M17 | Res-ShowerHdFlowRes-Gas-1.6 | Any | Shower Thermostatic Shut-Off Valve & Low-Flow Showerhead | 4 | Gas | 0 | 0 | 9.75 | 0 | 0 | 9.75
|  |  | M17 | Res-ShowerHdFlowRes-Gas-1.6 | Any | Shower Thermostatic Shut-Off Valve & Low-Flow Showerhead | 5 | Gas | 0 | 0 | 10 | 0 | 0 | 10
|  |  | M17 | Res-ShowerHdFlowRes-Gas-1.6 | Any | Shower Thermostatic Shut-Off Valve & Low-Flow Showerhead | 6 | Gas | 0 | 0 | 9.5 | 0 | 0 | 9.5
|  |  | M17 | Res-ShowerHdFlowRes-Gas-1.6 | Any | Shower Thermostatic Shut-Off Valve & Low-Flow Showerhead | 7 | Gas | 0 | 0 | 9.28 | 0 | 0 | 9.28
|  |  | M17 | Res-ShowerHdFlowRes-Gas-1.6 | Any | Shower Thermostatic Shut-Off Valve & Low-Flow Showerhead | 8 | Gas | 0 | 0 | 9.01 | 0 | 0 | 9.01
|  |  | M17 | Res-ShowerHdFlowRes-Gas-1.6 | Any | Shower Thermostatic Shut-Off Valve & Low-Flow Showerhead | 9 | Gas | 0 | 0 | 9.18 | 0 | 0 | 9.18
|  |  | M17 | Res-ShowerHdFlowRes-Gas-1.6 | Any | Shower Thermostatic Shut-Off Valve & Low-Flow Showerhead | 10 | Gas | 0 | 0 | 9.08 | 0 | 0 | 9.08
|  |  | M17 | Res-ShowerHdFlowRes-Gas-1.6 | Any | Shower Thermostatic Shut-Off Valve & Low-Flow Showerhead | 11 | Gas | 0 | 0 | 9.43 | 0 | 0 | 9.43
|  |  | M17 | Res-ShowerHdFlowRes-Gas-1.6 | Any | Shower Thermostatic Shut-Off Valve & Low-Flow Showerhead | 12 | Gas | 0 | 0 | 9.73 | 0 | 0 | 9.73
|  |  | M17 | Res-ShowerHdFlowRes-Gas-1.6 | Any | Shower Thermostatic Shut-Off Valve & Low-Flow Showerhead | 13 | Gas | 0 | 0 | 9.11 | 0 | 0 | 9.11
|  |  | M17 | Res-ShowerHdFlowRes-Gas-1.6 | Any | Shower Thermostatic Shut-Off Valve & Low-Flow Showerhead | 14 | Gas | 0 | 0 | 9.63 | 0 | 0 | 9.63
|  |  | M17 | Res-ShowerHdFlowRes-Gas-1.6 | Any | Shower Thermostatic Shut-Off Valve & Low-Flow Showerhead | 15 | Gas | 0 | 0 | 7.64 | 0 | 0 | 7.64
|  |  | M17 | Res-ShowerHdFlowRes-Gas-1.6 | Any | Shower Thermostatic Shut-Off Valve & Low-Flow Showerhead | 16 | Gas | 0 | 0 | 10.8 | 0 | 0 | 10.8

## EULs_and_IRs (hidden)
Named Range: "tEUL_IR", must be modified as more rows added
Measure | Ref | EUL Value | DEER EUL ID | DEER EUL Version, VersionSource | IR Value | DEER GSIA ID | DEER GSIA Version, VersionSource | Points/Weight
Reduce Building Leakage | M1.1 | 11 | BS-Wthr | DEER2014, D08 v2.05 | 1 | Def-GSIA | DEER2011, ED | 16
Reduce Building Leakage | M1.2 | 11 | BS-Wthr | DEER2014, D08 v2.05 | 1 | Def-GSIA | DEER2011, ED | 32
Insulate Duct | M2 | 20 | HVAC-DuctInsul | DEER2014, D08 v2.05 | 0.865 | Res-Ins-All | DEER2011, MV0608 | 20
Reduce Duct Leakage | M3.1a | 18 | HV-DuctSeal | DEER2014, D08 v2.05 | 0.463 | Res-DuctSeal-All | DEER2011, MV0608 | 40
Reduce Duct Leakage | M3.2a | 18 | HV-DuctSeal | DEER2014, D08 v2.05 | 0.463 | Res-DuctSeal-All | DEER2011, MV0608 | 47
Insulate Attic | M4.1 | 20 | BS-CeilIns | DEER2014, D08 v2.05 | 0.782 | Res-AtticIns-All | DEER2011, MV0608 | 8
Insulate Attic | M4.2 | 20 | BS-CeilIns | DEER2014, D08 v2.05 | 0.782 | Res-AtticIns-All | DEER2011, MV0608 | 12
Insulate Floor | M5 | 20 | BS-FlrIns | DEER2014, D08 v2.05 | 0.865 | Res-Ins-All | DEER2011, MV0608 | 35
Insulate Wall | M6 | 20 | BS-BlowInIns | DEER2014, D08 v2.05 | 0.946 | Res-WallIns-All | DEER2011, MV0608 | 76
High Performance Windows | M7a | 20 | BS-Win | DEER2014, D08 v2.05 | 1 | Def-GSIA | DEER2011, ED | 89
Efficient Air Conditioner | M8.1 | 15 | HV-ResAC | DEER2014, D08 v2.05 | 1 | Def-GSIA, Res-AC-SCE, Res-AC-SDG | DEER2011, MV0608 | 10
Efficient Air Conditioner | M8.2 | 15 | HV-ResAC | DEER2014, D08 v2.05 | 1 | Def-GSIA | DEER2011, ED | 26
Efficient Furnace | M9.1 | 20 | HV-EffFurn | DEER2014, D08 v2.05 | 1 | Def-GSIA | DEER2011, ED | 56
Efficient Furnace | M9.2 | 20 | HV-EffFurn | DEER2014, D08 v2.05 | 1 | Def-GSIA | DEER2011, ED | 69
Efficient Furnace | M9.3 | 20 | HV-EffFurn | DEER2014, D08 v2.05 | 1 | Def-GSIA | DEER2011, ED | 34
Efficient Electric Water Heater | M11 | 13 | WtrHt-Res-Elec | DEER2014, D14 v1.0.0 | 1 | Def-GSIA | DEER2011, ED | 17
Efficient Gas Water Heater | M12 | 11 | WtrHt-Res-Gas | DEER2014, D14 v1.0.0 | 1 | Def-GSIA | DEER2011, ED | 54
Efficient Gas Water Heater | M13 | 11 | WtrHt-Res-Gas | DEER2014, D14 v1.0.0 | 1 | Def-GSIA | DEER2011, ED | 21
Tankless Gas Water Heater | M14 | 20 | WtrHt-Instant-Res | DEER2014, D14 v1.0.0 | 1 | Def-GSIA | DEER2011, ED | 90
Hot Water Pipe Wrap | M15 | 11 | WtrHt-WH-R4PipeIns-Gas | D08 v2.05 | 0.865 | Res-Ins-All | DEER2011, MV0608 | 7
Thermostatic Shut-Off Valve | M16 | 10 | WtrHt-WH-Aertr | WP | 0.737 | Res-LowF-SH-All | WP | 3
Thermostatic Shut-Off Valve & Low-Flow | M17 | 10 | WtrHt-WH-Aertr | WP | 0.737 | Res-LowF-SH-All | WP | 35
Auto Diverting Tub Spout with Thermostatic Shut-Off Valve | M18 | 10 | WtrHt-WH-Shrhd | WP | 1 | Def-GSIA | WP | 3
EUL and IR values are tanken from the following DEER resources:
|  | EUL: | DEER, SupportTable_EUL.csv from READI v.2.4.7 (Current Ex Ante data)
|  | IR: | DEER, SupportTable_GSIA.csv from READI v.2.4.7 (Current Ex Ante data)
"This file created on 8/7/2017 8:43:37 AM while connected to AmazonWS-RDS as sptviewer."
Note on J2: Mary Hinkle: v5 - Added

## WindowInputDetail (hidden)
Window Input Detail - for when overrides are used
High Performance Windows
| U | SHGC | Input
| 0.3 | 0.25 | 4
| 0.4 | 0.4 | 3
| 0.4 | 0.63 | 3
| 0.66 | 0.4 | 2
| 0.66 | 0.63 | 2
| 0.66 | 0.74 | 2
| 1 | 0.74 | 1
| 1 | 0.87 | 1
| 1.23 | 0.87 | 0

## Regressions (hidden)
Unique ID | UniqueID- |  | UniqueID-Base | UniqueID-Code | UniqueID-Measure | AC-Furnace-Crawlspace-3-1-kWh- |  |  |  | AC-Furnace-Crawlspace-3-1-kWh-Base | AC-Furnace-Crawlspace-3-1-kWh-Code | AC-Furnace-Crawlspace-3-1-kWh-Measure | AC-Furnace-Crawlspace-3-1-therms- |  |  |  | AC-Furnace-Crawlspace-3-1-therms-Base | AC-Furnace-Crawlspace-3-1-therms-Code | AC-Furnace-Crawlspace-3-1-therms-Measure | AC-Furnace-Crawlspace-3-1-kW- |  |  |  | AC-Furnace-Crawlspace-3-1-kW-Base | AC-Furnace-Crawlspace-3-1-kW-Code | AC-Furnace-Crawlspace-3-1-kW-Measure | AC-Furnace-Crawlspace-3-2-kWh- |  |  |  | AC-Furnace-Crawlspace-3-2-kWh-Base | AC-Furnace-Crawlspace-3-2-kWh-Code | AC-Furnace-Crawlspace-3-2-kWh-Measure | AC-Furnace-Crawlspace-3-2-therms- |  |  |  | AC-Furnace-Crawlspace-3-2-therms-Base | AC-Furnace-Crawlspace-3-2-therms-Code | AC-Furnace-Crawlspace-3-2-therms-Measure | AC-Furnace-Crawlspace-3-2-kW- |  |  |  | AC-Furnace-Crawlspace-3-2-kW-Base | AC-Furnace-Crawlspace-3-2-kW-Code | AC-Furnace-Crawlspace-3-2-kW-Measure | AC-Furnace-Crawlspace-4-1-kWh- |  |  |  | AC-Furnace-Crawlspace-4-1-kWh-Base | AC-Furnace-Crawlspace-4-1-kWh-Code | AC-Furnace-Crawlspace-4-1-kWh-Measure | AC-Furnace-Crawlspace-4-1-therms- |  |  |  | AC-Furnace-Crawlspace-4-1-therms-Base | AC-Furnace-Crawlspace-4-1-therms-Code | AC-Furnace-Crawlspace-4-1-therms-Measure | AC-Furnace-Crawlspace-4-1-kW- |  |  |  | AC-Furnace-Crawlspace-4-1-kW-Base | AC-Furnace-Crawlspace-4-1-kW-Code | AC-Furnace-Crawlspace-4-1-kW-Measure | AC-Furnace-Crawlspace-4-2-kWh- |  |  |  | AC-Furnace-Crawlspace-4-2-kWh-Base | AC-Furnace-Crawlspace-4-2-kWh-Code | AC-Furnace-Crawlspace-4-2-kWh-Measure | AC-Furnace-Crawlspace-4-2-therms- |  |  |  | AC-Furnace-Crawlspace-4-2-therms-Base | AC-Furnace-Crawlspace-4-2-therms-Code | AC-Furnace-Crawlspace-4-2-therms-Measure | AC-Furnace-Crawlspace-4-2-kW- |  |  |  | AC-Furnace-Crawlspace-4-2-kW-Base | AC-Furnace-Crawlspace-4-2-kW-Code | AC-Furnace-Crawlspace-4-2-kW-Measure | AC-Furnace-Crawlspace-7-1-kWh- |  |  |  | AC-Furnace-Crawlspace-7-1-kWh-Base | AC-Furnace-Crawlspace-7-1-kWh-Code | AC-Furnace-Crawlspace-7-1-kWh-Measure | AC-Furnace-Crawlspace-7-1-therms- |  |  |  | AC-Furnace-Crawlspace-7-1-therms-Base | AC-Furnace-Crawlspace-7-1-therms-Code | AC-Furnace-Crawlspace-7-1-therms-Measure | AC-Furnace-Crawlspace-7-1-kW- |  |  |  | AC-Furnace-Crawlspace-7-1-kW-Base | AC-Furnace-Crawlspace-7-1-kW-Code | AC-Furnace-Crawlspace-7-1-kW-Measure | AC-Furnace-Crawlspace-7-2-kWh- |  |  |  | AC-Furnace-Crawlspace-7-2-kWh-Base | AC-Furnace-Crawlspace-7-2-kWh-Code | AC-Furnace-Crawlspace-7-2-kWh-Measure | AC-Furnace-Crawlspace-7-2-therms- |  |  |  | AC-Furnace-Crawlspace-7-2-therms-Base | AC-Furnace-Crawlspace-7-2-therms-Code | AC-Furnace-Crawlspace-7-2-therms-Measure | AC-Furnace-Crawlspace-7-2-kW- |  |  |  | AC-Furnace-Crawlspace-7-2-kW-Base | AC-Furnace-Crawlspace-7-2-kW-Code | AC-Furnace-Crawlspace-7-2-kW-Measure | AC-Furnace-Crawlspace-9-1-kWh- |  |  |  | AC-Furnace-Crawlspace-9-1-kWh-Base | AC-Furnace-Crawlspace-9-1-kWh-Code | AC-Furnace-Crawlspace-9-1-kWh-Measure | AC-Furnace-Crawlspace-9-1-therms- |  |  |  | AC-Furnace-Crawlspace-9-1-therms-Base | AC-Furnace-Crawlspace-9-1-therms-Code | AC-Furnace-Crawlspace-9-1-therms-Measure | AC-Furnace-Crawlspace-9-1-kW- |  |  |  | AC-Furnace-Crawlspace-9-1-kW-Base | AC-Furnace-Crawlspace-9-1-kW-Code | AC-Furnace-Crawlspace-9-1-kW-Measure | AC-Furnace-Crawlspace-9-2-kWh- |  |  |  | AC-Furnace-Crawlspace-9-2-kWh-Base | AC-Furnace-Crawlspace-9-2-kWh-Code | AC-Furnace-Crawlspace-9-2-kWh-Measure | AC-Furnace-Crawlspace-9-2-therms- |  |  |  | AC-Furnace-Crawlspace-9-2-therms-Base | AC-Furnace-Crawlspace-9-2-therms-Code | AC-Furnace-Crawlspace-9-2-therms-Measure | AC-Furnace-Crawlspace-9-2-kW- |  |  |  | AC-Furnace-Crawlspace-9-2-kW-Base | AC-Furnace-Crawlspace-9-2-kW-Code | AC-Furnace-Crawlspace-9-2-kW-Measure | AC-Furnace-Crawlspace-12-1-kWh- |  |  |  | AC-Furnace-Crawlspace-12-1-kWh-Base | AC-Furnace-Crawlspace-12-1-kWh-Code | AC-Furnace-Crawlspace-12-1-kWh-Measure | AC-Furnace-Crawlspace-12-1-therms- |  |  |  | AC-Furnace-Crawlspace-12-1-therms-Base | AC-Furnace-Crawlspace-12-1-therms-Code | AC-Furnace-Crawlspace-12-1-therms-Measure | AC-Furnace-Crawlspace-12-1-kW- |  |  |  | AC-Furnace-Crawlspace-12-1-kW-Base | AC-Furnace-Crawlspace-12-1-kW-Code | AC-Furnace-Crawlspace-12-1-kW-Measure | AC-Furnace-Crawlspace-12-2-kWh- |  |  |  | AC-Furnace-Crawlspace-12-2-kWh-Base | AC-Furnace-Crawlspace-12-2-kWh-Code | AC-Furnace-Crawlspace-12-2-kWh-Measure | AC-Furnace-Crawlspace-12-2-therms- |  |  |  | AC-Furnace-Crawlspace-12-2-therms-Base | AC-Furnace-Crawlspace-12-2-therms-Code | AC-Furnace-Crawlspace-12-2-therms-Measure | AC-Furnace-Crawlspace-12-2-kW- |  |  |  | AC-Furnace-Crawlspace-12-2-kW-Base | AC-Furnace-Crawlspace-12-2-kW-Code | AC-Furnace-Crawlspace-12-2-kW-Measure | AC-Furnace-Crawlspace-13-1-kWh- |  |  |  | AC-Furnace-Crawlspace-13-1-kWh-Base | AC-Furnace-Crawlspace-13-1-kWh-Code | AC-Furnace-Crawlspace-13-1-kWh-Measure | AC-Furnace-Crawlspace-13-1-therms- |  |  |  | AC-Furnace-Crawlspace-13-1-therms-Base | AC-Furnace-Crawlspace-13-1-therms-Code | AC-Furnace-Crawlspace-13-1-therms-Measure | AC-Furnace-Crawlspace-13-1-kW- |  |  |  | AC-Furnace-Crawlspace-13-1-kW-Base | AC-Furnace-Crawlspace-13-1-kW-Code | AC-Furnace-Crawlspace-13-1-kW-Measure | AC-Furnace-Crawlspace-13-2-kWh- |  |  |  | AC-Furnace-Crawlspace-13-2-kWh-Base | AC-Furnace-Crawlspace-13-2-kWh-Code | AC-Furnace-Crawlspace-13-2-kWh-Measure | AC-Furnace-Crawlspace-13-2-therms- |  |  |  | AC-Furnace-Crawlspace-13-2-therms-Base | AC-Furnace-Crawlspace-13-2-therms-Code | AC-Furnace-Crawlspace-13-2-therms-Measure | AC-Furnace-Crawlspace-13-2-kW- |  |  |  | AC-Furnace-Crawlspace-13-2-kW-Base | AC-Furnace-Crawlspace-13-2-kW-Code | AC-Furnace-Crawlspace-13-2-kW-Measure | AC-Wall Furnace-Crawlspace-3-1-kWh- |  |  |  | AC-Wall Furnace-Crawlspace-3-1-kWh-Base | AC-Wall Furnace-Crawlspace-3-1-kWh-Code | AC-Wall Furnace-Crawlspace-3-1-kWh-Measure | AC-Wall Furnace-Crawlspace-3-1-therms- |  |  |  | AC-Wall Furnace-Crawlspace-3-1-therms-Base | AC-Wall Furnace-Crawlspace-3-1-therms-Code | AC-Wall Furnace-Crawlspace-3-1-therms-Measure | AC-Wall Furnace-Crawlspace-3-1-kW- |  |  |  | AC-Wall Furnace-Crawlspace-3-1-kW-Base | AC-Wall Furnace-Crawlspace-3-1-kW-Code | AC-Wall Furnace-Crawlspace-3-1-kW-Measure | AC-Wall Furnace-Crawlspace-3-2-kWh- |  |  |  | AC-Wall Furnace-Crawlspace-3-2-kWh-Base | AC-Wall Furnace-Crawlspace-3-2-kWh-Code | AC-Wall Furnace-Crawlspace-3-2-kWh-Measure | AC-Wall Furnace-Crawlspace-3-2-therms- |  |  |  | AC-Wall Furnace-Crawlspace-3-2-therms-Base | AC-Wall Furnace-Crawlspace-3-2-therms-Code | AC-Wall Furnace-Crawlspace-3-2-therms-Measure | AC-Wall Furnace-Crawlspace-3-2-kW- |  |  |  | AC-Wall Furnace-Crawlspace-3-2-kW-Base | AC-Wall Furnace-Crawlspace-3-2-kW-Code | AC-Wall Furnace-Crawlspace-3-2-kW-Measure | AC-Wall Furnace-Crawlspace-4-1-kWh- |  |  |  | AC-Wall Furnace-Crawlspace-4-1-kWh-Base | AC-Wall Furnace-Crawlspace-4-1-kWh-Code | AC-Wall Furnace-Crawlspace-4-1-kWh-Measure | AC-Wall Furnace-Crawlspace-4-1-therms- |  |  |  | AC-Wall Furnace-Crawlspace-4-1-therms-Base | AC-Wall Furnace-Crawlspace-4-1-therms-Code | AC-Wall Furnace-Crawlspace-4-1-therms-Measure | AC-Wall Furnace-Crawlspace-4-1-kW- |  |  |  | AC-Wall Furnace-Crawlspace-4-1-kW-Base | AC-Wall Furnace-Crawlspace-4-1-kW-Code | AC-Wall Furnace-Crawlspace-4-1-kW-Measure | AC-Wall Furnace-Crawlspace-4-2-kWh- |  |  |  | AC-Wall Furnace-Crawlspace-4-2-kWh-Base | AC-Wall Furnace-Crawlspace-4-2-kWh-Code | AC-Wall Furnace-Crawlspace-4-2-kWh-Measure | AC-Wall Furnace-Crawlspace-4-2-therms- |  |  |  | AC-Wall Furnace-Crawlspace-4-2-therms-Base | AC-Wall Furnace-Crawlspace-4-2-therms-Code | AC-Wall Furnace-Crawlspace-4-2-therms-Measure | AC-Wall Furnace-Crawlspace-4-2-kW- |  |  |  | AC-Wall Furnace-Crawlspace-4-2-kW-Base | AC-Wall Furnace-Crawlspace-4-2-kW-Code | AC-Wall Furnace-Crawlspace-4-2-kW-Measure | AC-Wall Furnace-Crawlspace-7-1-kWh- |  |  |  | AC-Wall Furnace-Crawlspace-7-1-kWh-Base | AC-Wall Furnace-Crawlspace-7-1-kWh-Code | AC-Wall Furnace-Crawlspace-7-1-kWh-Measure | AC-Wall Furnace-Crawlspace-7-1-therms- |  |  |  | AC-Wall Furnace-Crawlspace-7-1-therms-Base | AC-Wall Furnace-Crawlspace-7-1-therms-Code | AC-Wall Furnace-Crawlspace-7-1-therms-Measure | AC-Wall Furnace-Crawlspace-7-1-kW- |  |  |  | AC-Wall Furnace-Crawlspace-7-1-kW-Base | AC-Wall Furnace-Crawlspace-7-1-kW-Code | AC-Wall Furnace-Crawlspace-7-1-kW-Measure | AC-Wall Furnace-Crawlspace-7-2-kWh- |  |  |  | AC-Wall Furnace-Crawlspace-7-2-kWh-Base | AC-Wall Furnace-Crawlspace-7-2-kWh-Code | AC-Wall Furnace-Crawlspace-7-2-kWh-Measure | AC-Wall Furnace-Crawlspace-7-2-therms- |  |  |  | AC-Wall Furnace-Crawlspace-7-2-therms-Base | AC-Wall Furnace-Crawlspace-7-2-therms-Code | AC-Wall Furnace-Crawlspace-7-2-therms-Measure | AC-Wall Furnace-Crawlspace-7-2-kW- |  |  |  | AC-Wall Furnace-Crawlspace-7-2-kW-Base | AC-Wall Furnace-Crawlspace-7-2-kW-Code | AC-Wall Furnace-Crawlspace-7-2-kW-Measure | AC-Wall Furnace-Crawlspace-9-1-kWh- |  |  |  | AC-Wall Furnace-Crawlspace-9-1-kWh-Base | AC-Wall Furnace-Crawlspace-9-1-kWh-Code | AC-Wall Furnace-Crawlspace-9-1-kWh-Measure | AC-Wall Furnace-Crawlspace-9-1-therms- |  |  |  | AC-Wall Furnace-Crawlspace-9-1-therms-Base | AC-Wall Furnace-Crawlspace-9-1-therms-Code | AC-Wall Furnace-Crawlspace-9-1-therms-Measure | AC-Wall Furnace-Crawlspace-9-1-kW- |  |  |  | AC-Wall Furnace-Crawlspace-9-1-kW-Base | AC-Wall Furnace-Crawlspace-9-1-kW-Code | AC-Wall Furnace-Crawlspace-9-1-kW-Measure | AC-Wall Furnace-Crawlspace-9-2-kWh- |  |  |  | AC-Wall Furnace-Crawlspace-9-2-kWh-Base | AC-Wall Furnace-Crawlspace-9-2-kWh-Code | AC-Wall Furnace-Crawlspace-9-2-kWh-Measure | AC-Wall Furnace-Crawlspace-9-2-therms- |  |  |  | AC-Wall Furnace-Crawlspace-9-2-therms-Base | AC-Wall Furnace-Crawlspace-9-2-therms-Code | AC-Wall Furnace-Crawlspace-9-2-therms-Measure | AC-Wall Furnace-Crawlspace-9-2-kW- |  |  |  | AC-Wall Furnace-Crawlspace-9-2-kW-Base | AC-Wall Furnace-Crawlspace-9-2-kW-Code | AC-Wall Furnace-Crawlspace-9-2-kW-Measure | AC-Wall Furnace-Crawlspace-12-1-kWh- |  |  |  | AC-Wall Furnace-Crawlspace-12-1-kWh-Base | AC-Wall Furnace-Crawlspace-12-1-kWh-Code | AC-Wall Furnace-Crawlspace-12-1-kWh-Measure | AC-Wall Furnace-Crawlspace-12-1-therms- |  |  |  | AC-Wall Furnace-Crawlspace-12-1-therms-Base | AC-Wall Furnace-Crawlspace-12-1-therms-Code | AC-Wall Furnace-Crawlspace-12-1-therms-Measure | AC-Wall Furnace-Crawlspace-12-1-kW- |  |  |  | AC-Wall Furnace-Crawlspace-12-1-kW-Base | AC-Wall Furnace-Crawlspace-12-1-kW-Code | AC-Wall Furnace-Crawlspace-12-1-kW-Measure | AC-Wall Furnace-Crawlspace-12-2-kWh- |  |  |  | AC-Wall Furnace-Crawlspace-12-2-kWh-Base | AC-Wall Furnace-Crawlspace-12-2-kWh-Code | AC-Wall Furnace-Crawlspace-12-2-kWh-Measure | AC-Wall Furnace-Crawlspace-12-2-therms- |  |  |  | AC-Wall Furnace-Crawlspace-12-2-therms-Base | AC-Wall Furnace-Crawlspace-12-2-therms-Code | AC-Wall Furnace-Crawlspace-12-2-therms-Measure | AC-Wall Furnace-Crawlspace-12-2-kW- |  |  |  | AC-Wall Furnace-Crawlspace-12-2-kW-Base | AC-Wall Furnace-Crawlspace-12-2-kW-Code | AC-Wall Furnace-Crawlspace-12-2-kW-Measure | AC-Wall Furnace-Crawlspace-13-1-kWh- |  |  |  | AC-Wall Furnace-Crawlspace-13-1-kWh-Base | AC-Wall Furnace-Crawlspace-13-1-kWh-Code | AC-Wall Furnace-Crawlspace-13-1-kWh-Measure | AC-Wall Furnace-Crawlspace-13-1-therms- |  |  |  | AC-Wall Furnace-Crawlspace-13-1-therms-Base | AC-Wall Furnace-Crawlspace-13-1-therms-Code | AC-Wall Furnace-Crawlspace-13-1-therms-Measure | AC-Wall Furnace-Crawlspace-13-1-kW- |  |  |  | AC-Wall Furnace-Crawlspace-13-1-kW-Base | AC-Wall Furnace-Crawlspace-13-1-kW-Code | AC-Wall Furnace-Crawlspace-13-1-kW-Measure | AC-Wall Furnace-Crawlspace-13-2-kWh- |  |  |  | AC-Wall Furnace-Crawlspace-13-2-kWh-Base | AC-Wall Furnace-Crawlspace-13-2-kWh-Code | AC-Wall Furnace-Crawlspace-13-2-kWh-Measure | AC-Wall Furnace-Crawlspace-13-2-therms- |  |  |  | AC-Wall Furnace-Crawlspace-13-2-therms-Base | AC-Wall Furnace-Crawlspace-13-2-therms-Code | AC-Wall Furnace-Crawlspace-13-2-therms-Measure | AC-Wall Furnace-Crawlspace-13-2-kW- |  |  |  | AC-Wall Furnace-Crawlspace-13-2-kW-Base | AC-Wall Furnace-Crawlspace-13-2-kW-Code | AC-Wall Furnace-Crawlspace-13-2-kW-Measure | No AC-Furnace-Crawlspace-3-1-kWh- |  |  |  | No AC-Furnace-Crawlspace-3-1-kWh-Base | No AC-Furnace-Crawlspace-3-1-kWh-Code | No AC-Furnace-Crawlspace-3-1-kWh-Measure | No AC-Furnace-Crawlspace-3-1-therms- |  |  |  | No AC-Furnace-Crawlspace-3-1-therms-Base | No AC-Furnace-Crawlspace-3-1-therms-Code | No AC-Furnace-Crawlspace-3-1-therms-Measure | No AC-Furnace-Crawlspace-3-1-kW- |  |  |  | No AC-Furnace-Crawlspace-3-1-kW-Base | No AC-Furnace-Crawlspace-3-1-kW-Code | No AC-Furnace-Crawlspace-3-1-kW-Measure | No AC-Furnace-Crawlspace-3-2-kWh- |  |  |  | No AC-Furnace-Crawlspace-3-2-kWh-Base | No AC-Furnace-Crawlspace-3-2-kWh-Code | No AC-Furnace-Crawlspace-3-2-kWh-Measure | No AC-Furnace-Crawlspace-3-2-therms- |  |  |  | No AC-Furnace-Crawlspace-3-2-therms-Base | No AC-Furnace-Crawlspace-3-2-therms-Code | No AC-Furnace-Crawlspace-3-2-therms-Measure | No AC-Furnace-Crawlspace-3-2-kW- |  |  |  | No AC-Furnace-Crawlspace-3-2-kW-Base | No AC-Furnace-Crawlspace-3-2-kW-Code | No AC-Furnace-Crawlspace-3-2-kW-Measure | No AC-Furnace-Crawlspace-4-1-kWh- |  |  |  | No AC-Furnace-Crawlspace-4-1-kWh-Base | No AC-Furnace-Crawlspace-4-1-kWh-Code | No AC-Furnace-Crawlspace-4-1-kWh-Measure | No AC-Furnace-Crawlspace-4-1-therms- |  |  |  | No AC-Furnace-Crawlspace-4-1-therms-Base | No AC-Furnace-Crawlspace-4-1-therms-Code | No AC-Furnace-Crawlspace-4-1-therms-Measure | No AC-Furnace-Crawlspace-4-1-kW- |  |  |  | No AC-Furnace-Crawlspace-4-1-kW-Base | No AC-Furnace-Crawlspace-4-1-kW-Code | No AC-Furnace-Crawlspace-4-1-kW-Measure | No AC-Furnace-Crawlspace-4-2-kWh- |  |  |  | No AC-Furnace-Crawlspace-4-2-kWh-Base | No AC-Furnace-Crawlspace-4-2-kWh-Code | No AC-Furnace-Crawlspace-4-2-kWh-Measure | No AC-Furnace-Crawlspace-4-2-therms- |  |  |  | No AC-Furnace-Crawlspace-4-2-therms-Base | No AC-Furnace-Crawlspace-4-2-therms-Code | No AC-Furnace-Crawlspace-4-2-therms-Measure | No AC-Furnace-Crawlspace-4-2-kW- |  |  |  | No AC-Furnace-Crawlspace-4-2-kW-Base | No AC-Furnace-Crawlspace-4-2-kW-Code | No AC-Furnace-Crawlspace-4-2-kW-Measure | No AC-Furnace-Crawlspace-7-1-kWh- |  |  |  | No AC-Furnace-Crawlspace-7-1-kWh-Base | No AC-Furnace-Crawlspace-7-1-kWh-Code | No AC-Furnace-Crawlspace-7-1-kWh-Measure | No AC-Furnace-Crawlspace-7-1-therms- |  |  |  | No AC-Furnace-Crawlspace-7-1-therms-Base | No AC-Furnace-Crawlspace-7-1-therms-Code | No AC-Furnace-Crawlspace-7-1-therms-Measure | No AC-Furnace-Crawlspace-7-1-kW- |  |  |  | No AC-Furnace-Crawlspace-7-1-kW-Base | No AC-Furnace-Crawlspace-7-1-kW-Code | No AC-Furnace-Crawlspace-7-1-kW-Measure | No AC-Furnace-Crawlspace-7-2-kWh- |  |  |  | No AC-Furnace-Crawlspace-7-2-kWh-Base | No AC-Furnace-Crawlspace-7-2-kWh-Code | No AC-Furnace-Crawlspace-7-2-kWh-Measure | No AC-Furnace-Crawlspace-7-2-therms- |  |  |  | No AC-Furnace-Crawlspace-7-2-therms-Base | No AC-Furnace-Crawlspace-7-2-therms-Code | No AC-Furnace-Crawlspace-7-2-therms-Measure | No AC-Furnace-Crawlspace-7-2-kW- |  |  |  | No AC-Furnace-Crawlspace-7-2-kW-Base | No AC-Furnace-Crawlspace-7-2-kW-Code | No AC-Furnace-Crawlspace-7-2-kW-Measure | No AC-Furnace-Crawlspace-9-1-kWh- |  |  |  | No AC-Furnace-Crawlspace-9-1-kWh-Base | No AC-Furnace-Crawlspace-9-1-kWh-Code | No AC-Furnace-Crawlspace-9-1-kWh-Measure | No AC-Furnace-Crawlspace-9-1-therms- |  |  |  | No AC-Furnace-Crawlspace-9-1-therms-Base | No AC-Furnace-Crawlspace-9-1-therms-Code | No AC-Furnace-Crawlspace-9-1-therms-Measure | No AC-Furnace-Crawlspace-9-1-kW- |  |  |  | No AC-Furnace-Crawlspace-9-1-kW-Base | No AC-Furnace-Crawlspace-9-1-kW-Code | No AC-Furnace-Crawlspace-9-1-kW-Measure | No AC-Furnace-Crawlspace-9-2-kWh- |  |  |  | No AC-Furnace-Crawlspace-9-2-kWh-Base | No AC-Furnace-Crawlspace-9-2-kWh-Code | No AC-Furnace-Crawlspace-9-2-kWh-Measure | No AC-Furnace-Crawlspace-9-2-therms- |  |  |  | No AC-Furnace-Crawlspace-9-2-therms-Base | No AC-Furnace-Crawlspace-9-2-therms-Code | No AC-Furnace-Crawlspace-9-2-therms-Measure | No AC-Furnace-Crawlspace-9-2-kW- |  |  |  | No AC-Furnace-Crawlspace-9-2-kW-Base | No AC-Furnace-Crawlspace-9-2-kW-Code | No AC-Furnace-Crawlspace-9-2-kW-Measure | No AC-Furnace-Crawlspace-12-1-kWh- |  |  |  | No AC-Furnace-Crawlspace-12-1-kWh-Base | No AC-Furnace-Crawlspace-12-1-kWh-Code | No AC-Furnace-Crawlspace-12-1-kWh-Measure | No AC-Furnace-Crawlspace-12-1-therms- |  |  |  | No AC-Furnace-Crawlspace-12-1-therms-Base | No AC-Furnace-Crawlspace-12-1-therms-Code | No AC-Furnace-Crawlspace-12-1-therms-Measure | No AC-Furnace-Crawlspace-12-1-kW- |  |  |  | No AC-Furnace-Crawlspace-12-1-kW-Base | No AC-Furnace-Crawlspace-12-1-kW-Code | No AC-Furnace-Crawlspace-12-1-kW-Measure | No AC-Furnace-Crawlspace-12-2-kWh- |  |  |  | No AC-Furnace-Crawlspace-12-2-kWh-Base | No AC-Furnace-Crawlspace-12-2-kWh-Code | No AC-Furnace-Crawlspace-12-2-kWh-Measure | No AC-Furnace-Crawlspace-12-2-therms- |  |  |  | No AC-Furnace-Crawlspace-12-2-therms-Base | No AC-Furnace-Crawlspace-12-2-therms-Code | No AC-Furnace-Crawlspace-12-2-therms-Measure | No AC-Furnace-Crawlspace-12-2-kW- |  |  |  | No AC-Furnace-Crawlspace-12-2-kW-Base | No AC-Furnace-Crawlspace-12-2-kW-Code | No AC-Furnace-Crawlspace-12-2-kW-Measure | No AC-Furnace-Crawlspace-13-1-kWh- |  |  |  | No AC-Furnace-Crawlspace-13-1-kWh-Base | No AC-Furnace-Crawlspace-13-1-kWh-Code | No AC-Furnace-Crawlspace-13-1-kWh-Measure | No AC-Furnace-Crawlspace-13-1-therms- |  |  |  | No AC-Furnace-Crawlspace-13-1-therms-Base | No AC-Furnace-Crawlspace-13-1-therms-Code | No AC-Furnace-Crawlspace-13-1-therms-Measure | No AC-Furnace-Crawlspace-13-1-kW- |  |  |  | No AC-Furnace-Crawlspace-13-1-kW-Base | No AC-Furnace-Crawlspace-13-1-kW-Code | No AC-Furnace-Crawlspace-13-1-kW-Measure | No AC-Furnace-Crawlspace-13-2-kWh- |  |  |  | No AC-Furnace-Crawlspace-13-2-kWh-Base | No AC-Furnace-Crawlspace-13-2-kWh-Code | No AC-Furnace-Crawlspace-13-2-kWh-Measure | No AC-Furnace-Crawlspace-13-2-therms- |  |  |  | No AC-Furnace-Crawlspace-13-2-therms-Base | No AC-Furnace-Crawlspace-13-2-therms-Code | No AC-Furnace-Crawlspace-13-2-therms-Measure | No AC-Furnace-Crawlspace-13-2-kW- |  |  |  | No AC-Furnace-Crawlspace-13-2-kW-Base | No AC-Furnace-Crawlspace-13-2-kW-Code | No AC-Furnace-Crawlspace-13-2-kW-Measure | No AC-Wall Furnace-Crawlspace-3-1-kWh- |  |  |  | No AC-Wall Furnace-Crawlspace-3-1-kWh-Base | No AC-Wall Furnace-Crawlspace-3-1-kWh-Code | No AC-Wall Furnace-Crawlspace-3-1-kWh-Measure | No AC-Wall Furnace-Crawlspace-3-1-therms- |  |  |  | No AC-Wall Furnace-Crawlspace-3-1-therms-Base | No AC-Wall Furnace-Crawlspace-3-1-therms-Code | No AC-Wall Furnace-Crawlspace-3-1-therms-Measure | No AC-Wall Furnace-Crawlspace-3-1-kW- |  |  |  | No AC-Wall Furnace-Crawlspace-3-1-kW-Base | No AC-Wall Furnace-Crawlspace-3-1-kW-Code | No AC-Wall Furnace-Crawlspace-3-1-kW-Measure | No AC-Wall Furnace-Crawlspace-3-2-kWh- |  |  |  | No AC-Wall Furnace-Crawlspace-3-2-kWh-Base | No AC-Wall Furnace-Crawlspace-3-2-kWh-Code | No AC-Wall Furnace-Crawlspace-3-2-kWh-Measure | No AC-Wall Furnace-Crawlspace-3-2-therms- |  |  |  | No AC-Wall Furnace-Crawlspace-3-2-therms-Base | No AC-Wall Furnace-Crawlspace-3-2-therms-Code | No AC-Wall Furnace-Crawlspace-3-2-therms-Measure | No AC-Wall Furnace-Crawlspace-3-2-kW- |  |  |  | No AC-Wall Furnace-Crawlspace-3-2-kW-Base | No AC-Wall Furnace-Crawlspace-3-2-kW-Code | No AC-Wall Furnace-Crawlspace-3-2-kW-Measure | No AC-Wall Furnace-Crawlspace-4-1-kWh- |  |  |  | No AC-Wall Furnace-Crawlspace-4-1-kWh-Base | No AC-Wall Furnace-Crawlspace-4-1-kWh-Code | No AC-Wall Furnace-Crawlspace-4-1-kWh-Measure | No AC-Wall Furnace-Crawlspace-4-1-therms- |  |  |  | No AC-Wall Furnace-Crawlspace-4-1-therms-Base | No AC-Wall Furnace-Crawlspace-4-1-therms-Code | No AC-Wall Furnace-Crawlspace-4-1-therms-Measure | No AC-Wall Furnace-Crawlspace-4-1-kW- |  |  |  | No AC-Wall Furnace-Crawlspace-4-1-kW-Base | No AC-Wall Furnace-Crawlspace-4-1-kW-Code | No AC-Wall Furnace-Crawlspace-4-1-kW-Measure | No AC-Wall Furnace-Crawlspace-4-2-kWh- |  |  |  | No AC-Wall Furnace-Crawlspace-4-2-kWh-Base | No AC-Wall Furnace-Crawlspace-4-2-kWh-Code | No AC-Wall Furnace-Crawlspace-4-2-kWh-Measure | No AC-Wall Furnace-Crawlspace-4-2-therms- |  |  |  | No AC-Wall Furnace-Crawlspace-4-2-therms-Base | No AC-Wall Furnace-Crawlspace-4-2-therms-Code | No AC-Wall Furnace-Crawlspace-4-2-therms-Measure | No AC-Wall Furnace-Crawlspace-4-2-kW- |  |  |  | No AC-Wall Furnace-Crawlspace-4-2-kW-Base | No AC-Wall Furnace-Crawlspace-4-2-kW-Code | No AC-Wall Furnace-Crawlspace-4-2-kW-Measure | No AC-Wall Furnace-Crawlspace-7-1-kWh- |  |  |  | No AC-Wall Furnace-Crawlspace-7-1-kWh-Base | No AC-Wall Furnace-Crawlspace-7-1-kWh-Code | No AC-Wall Furnace-Crawlspace-7-1-kWh-Measure | No AC-Wall Furnace-Crawlspace-7-1-therms- |  |  |  | No AC-Wall Furnace-Crawlspace-7-1-therms-Base | No AC-Wall Furnace-Crawlspace-7-1-therms-Code | No AC-Wall Furnace-Crawlspace-7-1-therms-Measure | No AC-Wall Furnace-Crawlspace-7-1-kW- |  |  |  | No AC-Wall Furnace-Crawlspace-7-1-kW-Base | No AC-Wall Furnace-Crawlspace-7-1-kW-Code | No AC-Wall Furnace-Crawlspace-7-1-kW-Measure | No AC-Wall Furnace-Crawlspace-7-2-kWh- |  |  |  | No AC-Wall Furnace-Crawlspace-7-2-kWh-Base | No AC-Wall Furnace-Crawlspace-7-2-kWh-Code | No AC-Wall Furnace-Crawlspace-7-2-kWh-Measure | No AC-Wall Furnace-Crawlspace-7-2-therms- |  |  |  | No AC-Wall Furnace-Crawlspace-7-2-therms-Base | No AC-Wall Furnace-Crawlspace-7-2-therms-Code | No AC-Wall Furnace-Crawlspace-7-2-therms-Measure | No AC-Wall Furnace-Crawlspace-7-2-kW- |  |  |  | No AC-Wall Furnace-Crawlspace-7-2-kW-Base | No AC-Wall Furnace-Crawlspace-7-2-kW-Code | No AC-Wall Furnace-Crawlspace-7-2-kW-Measure | No AC-Wall Furnace-Crawlspace-9-1-kWh- |  |  |  | No AC-Wall Furnace-Crawlspace-9-1-kWh-Base | No AC-Wall Furnace-Crawlspace-9-1-kWh-Code | No AC-Wall Furnace-Crawlspace-9-1-kWh-Measure | No AC-Wall Furnace-Crawlspace-9-1-therms- |  |  |  | No AC-Wall Furnace-Crawlspace-9-1-therms-Base | No AC-Wall Furnace-Crawlspace-9-1-therms-Code | No AC-Wall Furnace-Crawlspace-9-1-therms-Measure | No AC-Wall Furnace-Crawlspace-9-1-kW- |  |  |  | No AC-Wall Furnace-Crawlspace-9-1-kW-Base | No AC-Wall Furnace-Crawlspace-9-1-kW-Code | No AC-Wall Furnace-Crawlspace-9-1-kW-Measure | No AC-Wall Furnace-Crawlspace-9-2-kWh- |  |  |  | No AC-Wall Furnace-Crawlspace-9-2-kWh-Base | No AC-Wall Furnace-Crawlspace-9-2-kWh-Code | No AC-Wall Furnace-Crawlspace-9-2-kWh-Measure | No AC-Wall Furnace-Crawlspace-9-2-therms- |  |  |  | No AC-Wall Furnace-Crawlspace-9-2-therms-Base | No AC-Wall Furnace-Crawlspace-9-2-therms-Code | No AC-Wall Furnace-Crawlspace-9-2-therms-Measure | No AC-Wall Furnace-Crawlspace-9-2-kW- |  |  |  | No AC-Wall Furnace-Crawlspace-9-2-kW-Base | No AC-Wall Furnace-Crawlspace-9-2-kW-Code | No AC-Wall Furnace-Crawlspace-9-2-kW-Measure | No AC-Wall Furnace-Crawlspace-12-1-kWh- |  |  |  | No AC-Wall Furnace-Crawlspace-12-1-kWh-Base | No AC-Wall Furnace-Crawlspace-12-1-kWh-Code | No AC-Wall Furnace-Crawlspace-12-1-kWh-Measure | No AC-Wall Furnace-Crawlspace-12-1-therms- |  |  |  | No AC-Wall Furnace-Crawlspace-12-1-therms-Base | No AC-Wall Furnace-Crawlspace-12-1-therms-Code | No AC-Wall Furnace-Crawlspace-12-1-therms-Measure | No AC-Wall Furnace-Crawlspace-12-1-kW- |  |  |  | No AC-Wall Furnace-Crawlspace-12-1-kW-Base | No AC-Wall Furnace-Crawlspace-12-1-kW-Code | No AC-Wall Furnace-Crawlspace-12-1-kW-Measure | No AC-Wall Furnace-Crawlspace-12-2-kWh- |  |  |  | No AC-Wall Furnace-Crawlspace-12-2-kWh-Base | No AC-Wall Furnace-Crawlspace-12-2-kWh-Code | No AC-Wall Furnace-Crawlspace-12-2-kWh-Measure | No AC-Wall Furnace-Crawlspace-12-2-therms- |  |  |  | No AC-Wall Furnace-Crawlspace-12-2-therms-Base | No AC-Wall Furnace-Crawlspace-12-2-therms-Code | No AC-Wall Furnace-Crawlspace-12-2-therms-Measure | No AC-Wall Furnace-Crawlspace-12-2-kW- |  |  |  | No AC-Wall Furnace-Crawlspace-12-2-kW-Base | No AC-Wall Furnace-Crawlspace-12-2-kW-Code | No AC-Wall Furnace-Crawlspace-12-2-kW-Measure | No AC-Wall Furnace-Crawlspace-13-1-kWh- |  |  |  | No AC-Wall Furnace-Crawlspace-13-1-kWh-Base | No AC-Wall Furnace-Crawlspace-13-1-kWh-Code | No AC-Wall Furnace-Crawlspace-13-1-kWh-Measure | No AC-Wall Furnace-Crawlspace-13-1-therms- |  |  |  | No AC-Wall Furnace-Crawlspace-13-1-therms-Base | No AC-Wall Furnace-Crawlspace-13-1-therms-Code | No AC-Wall Furnace-Crawlspace-13-1-therms-Measure | No AC-Wall Furnace-Crawlspace-13-1-kW- |  |  |  | No AC-Wall Furnace-Crawlspace-13-1-kW-Base | No AC-Wall Furnace-Crawlspace-13-1-kW-Code | No AC-Wall Furnace-Crawlspace-13-1-kW-Measure | No AC-Wall Furnace-Crawlspace-13-2-kWh- |  |  |  | No AC-Wall Furnace-Crawlspace-13-2-kWh-Base | No AC-Wall Furnace-Crawlspace-13-2-kWh-Code | No AC-Wall Furnace-Crawlspace-13-2-kWh-Measure | No AC-Wall Furnace-Crawlspace-13-2-therms- |  |  |  | No AC-Wall Furnace-Crawlspace-13-2-therms-Base | No AC-Wall Furnace-Crawlspace-13-2-therms-Code | No AC-Wall Furnace-Crawlspace-13-2-therms-Measure | No AC-Wall Furnace-Crawlspace-13-2-kW- |  |  |  | No AC-Wall Furnace-Crawlspace-13-2-kW-Base | No AC-Wall Furnace-Crawlspace-13-2-kW-Code | No AC-Wall Furnace-Crawlspace-13-2-kW-Measure | AC-Furnace-Slab-on-grade-3-1-kWh- |  |  |  | AC-Furnace-Slab-on-grade-3-1-kWh-Base | AC-Furnace-Slab-on-grade-3-1-kWh-Code | AC-Furnace-Slab-on-grade-3-1-kWh-Measure | AC-Furnace-Slab-on-grade-3-1-therms- |  |  |  | AC-Furnace-Slab-on-grade-3-1-therms-Base | AC-Furnace-Slab-on-grade-3-1-therms-Code | AC-Furnace-Slab-on-grade-3-1-therms-Measure | AC-Furnace-Slab-on-grade-3-1-kW- |  |  |  | AC-Furnace-Slab-on-grade-3-1-kW-Base | AC-Furnace-Slab-on-grade-3-1-kW-Code | AC-Furnace-Slab-on-grade-3-1-kW-Measure | AC-Furnace-Slab-on-grade-3-2-kWh- |  |  |  | AC-Furnace-Slab-on-grade-3-2-kWh-Base | AC-Furnace-Slab-on-grade-3-2-kWh-Code | AC-Furnace-Slab-on-grade-3-2-kWh-Measure | AC-Furnace-Slab-on-grade-3-2-therms- |  |  |  | AC-Furnace-Slab-on-grade-3-2-therms-Base | AC-Furnace-Slab-on-grade-3-2-therms-Code | AC-Furnace-Slab-on-grade-3-2-therms-Measure | AC-Furnace-Slab-on-grade-3-2-kW- |  |  |  | AC-Furnace-Slab-on-grade-3-2-kW-Base | AC-Furnace-Slab-on-grade-3-2-kW-Code | AC-Furnace-Slab-on-grade-3-2-kW-Measure | AC-Furnace-Slab-on-grade-4-1-kWh- |  |  |  | AC-Furnace-Slab-on-grade-4-1-kWh-Base | AC-Furnace-Slab-on-grade-4-1-kWh-Code | AC-Furnace-Slab-on-grade-4-1-kWh-Measure | AC-Furnace-Slab-on-grade-4-1-therms- |  |  |  | AC-Furnace-Slab-on-grade-4-1-therms-Base | AC-Furnace-Slab-on-grade-4-1-therms-Code | AC-Furnace-Slab-on-grade-4-1-therms-Measure | AC-Furnace-Slab-on-grade-4-1-kW- |  |  |  | AC-Furnace-Slab-on-grade-4-1-kW-Base | AC-Furnace-Slab-on-grade-4-1-kW-Code | AC-Furnace-Slab-on-grade-4-1-kW-Measure | AC-Furnace-Slab-on-grade-4-2-kWh- |  |  |  | AC-Furnace-Slab-on-grade-4-2-kWh-Base | AC-Furnace-Slab-on-grade-4-2-kWh-Code | AC-Furnace-Slab-on-grade-4-2-kWh-Measure | AC-Furnace-Slab-on-grade-4-2-therms- |  |  |  | AC-Furnace-Slab-on-grade-4-2-therms-Base | AC-Furnace-Slab-on-grade-4-2-therms-Code | AC-Furnace-Slab-on-grade-4-2-therms-Measure | AC-Furnace-Slab-on-grade-4-2-kW- |  |  |  | AC-Furnace-Slab-on-grade-4-2-kW-Base | AC-Furnace-Slab-on-grade-4-2-kW-Code | AC-Furnace-Slab-on-grade-4-2-kW-Measure | AC-Furnace-Slab-on-grade-7-1-kWh- |  |  |  | AC-Furnace-Slab-on-grade-7-1-kWh-Base | AC-Furnace-Slab-on-grade-7-1-kWh-Code | AC-Furnace-Slab-on-grade-7-1-kWh-Measure | AC-Furnace-Slab-on-grade-7-1-therms- |  |  |  | AC-Furnace-Slab-on-grade-7-1-therms-Base | AC-Furnace-Slab-on-grade-7-1-therms-Code | AC-Furnace-Slab-on-grade-7-1-therms-Measure | AC-Furnace-Slab-on-grade-7-1-kW- |  |  |  | AC-Furnace-Slab-on-grade-7-1-kW-Base | AC-Furnace-Slab-on-grade-7-1-kW-Code | AC-Furnace-Slab-on-grade-7-1-kW-Measure | AC-Furnace-Slab-on-grade-7-2-kWh- |  |  |  | AC-Furnace-Slab-on-grade-7-2-kWh-Base | AC-Furnace-Slab-on-grade-7-2-kWh-Code | AC-Furnace-Slab-on-grade-7-2-kWh-Measure | AC-Furnace-Slab-on-grade-7-2-therms- |  |  |  | AC-Furnace-Slab-on-grade-7-2-therms-Base | AC-Furnace-Slab-on-grade-7-2-therms-Code | AC-Furnace-Slab-on-grade-7-2-therms-Measure | AC-Furnace-Slab-on-grade-7-2-kW- |  |  |  | AC-Furnace-Slab-on-grade-7-2-kW-Base | AC-Furnace-Slab-on-grade-7-2-kW-Code | AC-Furnace-Slab-on-grade-7-2-kW-Measure | AC-Furnace-Slab-on-grade-9-1-kWh- |  |  |  | AC-Furnace-Slab-on-grade-9-1-kWh-Base | AC-Furnace-Slab-on-grade-9-1-kWh-Code | AC-Furnace-Slab-on-grade-9-1-kWh-Measure | AC-Furnace-Slab-on-grade-9-1-therms- |  |  |  | AC-Furnace-Slab-on-grade-9-1-therms-Base | AC-Furnace-Slab-on-grade-9-1-therms-Code | AC-Furnace-Slab-on-grade-9-1-therms-Measure | AC-Furnace-Slab-on-grade-9-1-kW- |  |  |  | AC-Furnace-Slab-on-grade-9-1-kW-Base | AC-Furnace-Slab-on-grade-9-1-kW-Code | AC-Furnace-Slab-on-grade-9-1-kW-Measure | AC-Furnace-Slab-on-grade-9-2-kWh- |  |  |  | AC-Furnace-Slab-on-grade-9-2-kWh-Base | AC-Furnace-Slab-on-grade-9-2-kWh-Code | AC-Furnace-Slab-on-grade-9-2-kWh-Measure | AC-Furnace-Slab-on-grade-9-2-therms- |  |  |  | AC-Furnace-Slab-on-grade-9-2-therms-Base | AC-Furnace-Slab-on-grade-9-2-therms-Code | AC-Furnace-Slab-on-grade-9-2-therms-Measure | AC-Furnace-Slab-on-grade-9-2-kW- |  |  |  | AC-Furnace-Slab-on-grade-9-2-kW-Base | AC-Furnace-Slab-on-grade-9-2-kW-Code | AC-Furnace-Slab-on-grade-9-2-kW-Measure | AC-Furnace-Slab-on-grade-12-1-kWh- |  |  |  | AC-Furnace-Slab-on-grade-12-1-kWh-Base | AC-Furnace-Slab-on-grade-12-1-kWh-Code | AC-Furnace-Slab-on-grade-12-1-kWh-Measure | AC-Furnace-Slab-on-grade-12-1-therms- |  |  |  | AC-Furnace-Slab-on-grade-12-1-therms-Base | AC-Furnace-Slab-on-grade-12-1-therms-Code | AC-Furnace-Slab-on-grade-12-1-therms-Measure | AC-Furnace-Slab-on-grade-12-1-kW- |  |  |  | AC-Furnace-Slab-on-grade-12-1-kW-Base | AC-Furnace-Slab-on-grade-12-1-kW-Code | AC-Furnace-Slab-on-grade-12-1-kW-Measure | AC-Furnace-Slab-on-grade-12-2-kWh- |  |  |  | AC-Furnace-Slab-on-grade-12-2-kWh-Base | AC-Furnace-Slab-on-grade-12-2-kWh-Code | AC-Furnace-Slab-on-grade-12-2-kWh-Measure | AC-Furnace-Slab-on-grade-12-2-therms- |  |  |  | AC-Furnace-Slab-on-grade-12-2-therms-Base | AC-Furnace-Slab-on-grade-12-2-therms-Code | AC-Furnace-Slab-on-grade-12-2-therms-Measure | AC-Furnace-Slab-on-grade-12-2-kW- |  |  |  | AC-Furnace-Slab-on-grade-12-2-kW-Base | AC-Furnace-Slab-on-grade-12-2-kW-Code | AC-Furnace-Slab-on-grade-12-2-kW-Measure | AC-Furnace-Slab-on-grade-13-1-kWh- |  |  |  | AC-Furnace-Slab-on-grade-13-1-kWh-Base | AC-Furnace-Slab-on-grade-13-1-kWh-Code | AC-Furnace-Slab-on-grade-13-1-kWh-Measure | AC-Furnace-Slab-on-grade-13-1-therms- |  |  |  | AC-Furnace-Slab-on-grade-13-1-therms-Base | AC-Furnace-Slab-on-grade-13-1-therms-Code | AC-Furnace-Slab-on-grade-13-1-therms-Measure | AC-Furnace-Slab-on-grade-13-1-kW- |  |  |  | AC-Furnace-Slab-on-grade-13-1-kW-Base | AC-Furnace-Slab-on-grade-13-1-kW-Code | AC-Furnace-Slab-on-grade-13-1-kW-Measure | AC-Furnace-Slab-on-grade-13-2-kWh- |  |  |  | AC-Furnace-Slab-on-grade-13-2-kWh-Base | AC-Furnace-Slab-on-grade-13-2-kWh-Code | AC-Furnace-Slab-on-grade-13-2-kWh-Measure | AC-Furnace-Slab-on-grade-13-2-therms- |  |  |  | AC-Furnace-Slab-on-grade-13-2-therms-Base | AC-Furnace-Slab-on-grade-13-2-therms-Code | AC-Furnace-Slab-on-grade-13-2-therms-Measure | AC-Furnace-Slab-on-grade-13-2-kW- |  |  |  | AC-Furnace-Slab-on-grade-13-2-kW-Base | AC-Furnace-Slab-on-grade-13-2-kW-Code | AC-Furnace-Slab-on-grade-13-2-kW-Measure | AC-Wall Furnace-Slab-on-grade-3-1-kWh- |  |  |  | AC-Wall Furnace-Slab-on-grade-3-1-kWh-Base | AC-Wall Furnace-Slab-on-grade-3-1-kWh-Code | AC-Wall Furnace-Slab-on-grade-3-1-kWh-Measure | AC-Wall Furnace-Slab-on-grade-3-1-therms- |  |  |  | AC-Wall Furnace-Slab-on-grade-3-1-therms-Base | AC-Wall Furnace-Slab-on-grade-3-1-therms-Code | AC-Wall Furnace-Slab-on-grade-3-1-therms-Measure | AC-Wall Furnace-Slab-on-grade-3-1-kW- |  |  |  | AC-Wall Furnace-Slab-on-grade-3-1-kW-Base | AC-Wall Furnace-Slab-on-grade-3-1-kW-Code | AC-Wall Furnace-Slab-on-grade-3-1-kW-Measure | AC-Wall Furnace-Slab-on-grade-3-2-kWh- |  |  |  | AC-Wall Furnace-Slab-on-grade-3-2-kWh-Base | AC-Wall Furnace-Slab-on-grade-3-2-kWh-Code | AC-Wall Furnace-Slab-on-grade-3-2-kWh-Measure | AC-Wall Furnace-Slab-on-grade-3-2-therms- |  |  |  | AC-Wall Furnace-Slab-on-grade-3-2-therms-Base | AC-Wall Furnace-Slab-on-grade-3-2-therms-Code | AC-Wall Furnace-Slab-on-grade-3-2-therms-Measure | AC-Wall Furnace-Slab-on-grade-3-2-kW- |  |  |  | AC-Wall Furnace-Slab-on-grade-3-2-kW-Base | AC-Wall Furnace-Slab-on-grade-3-2-kW-Code | AC-Wall Furnace-Slab-on-grade-3-2-kW-Measure | AC-Wall Furnace-Slab-on-grade-4-1-kWh- |  |  |  | AC-Wall Furnace-Slab-on-grade-4-1-kWh-Base | AC-Wall Furnace-Slab-on-grade-4-1-kWh-Code | AC-Wall Furnace-Slab-on-grade-4-1-kWh-Measure | AC-Wall Furnace-Slab-on-grade-4-1-therms- |  |  |  | AC-Wall Furnace-Slab-on-grade-4-1-therms-Base | AC-Wall Furnace-Slab-on-grade-4-1-therms-Code | AC-Wall Furnace-Slab-on-grade-4-1-therms-Measure | AC-Wall Furnace-Slab-on-grade-4-1-kW- |  |  |  | AC-Wall Furnace-Slab-on-grade-4-1-kW-Base | AC-Wall Furnace-Slab-on-grade-4-1-kW-Code | AC-Wall Furnace-Slab-on-grade-4-1-kW-Measure | AC-Wall Furnace-Slab-on-grade-4-2-kWh- |  |  |  | AC-Wall Furnace-Slab-on-grade-4-2-kWh-Base | AC-Wall Furnace-Slab-on-grade-4-2-kWh-Code | AC-Wall Furnace-Slab-on-grade-4-2-kWh-Measure | AC-Wall Furnace-Slab-on-grade-4-2-therms- |  |  |  | AC-Wall Furnace-Slab-on-grade-4-2-therms-Base | AC-Wall Furnace-Slab-on-grade-4-2-therms-Code | AC-Wall Furnace-Slab-on-grade-4-2-therms-Measure | AC-Wall Furnace-Slab-on-grade-4-2-kW- |  |  |  | AC-Wall Furnace-Slab-on-grade-4-2-kW-Base | AC-Wall Furnace-Slab-on-grade-4-2-kW-Code | AC-Wall Furnace-Slab-on-grade-4-2-kW-Measure | AC-Wall Furnace-Slab-on-grade-7-1-kWh- |  |  |  | AC-Wall Furnace-Slab-on-grade-7-1-kWh-Base | AC-Wall Furnace-Slab-on-grade-7-1-kWh-Code | AC-Wall Furnace-Slab-on-grade-7-1-kWh-Measure | AC-Wall Furnace-Slab-on-grade-7-1-therms- |  |  |  | AC-Wall Furnace-Slab-on-grade-7-1-therms-Base | AC-Wall Furnace-Slab-on-grade-7-1-therms-Code | AC-Wall Furnace-Slab-on-grade-7-1-therms-Measure | AC-Wall Furnace-Slab-on-grade-7-1-kW- |  |  |  | AC-Wall Furnace-Slab-on-grade-7-1-kW-Base | AC-Wall Furnace-Slab-on-grade-7-1-kW-Code | AC-Wall Furnace-Slab-on-grade-7-1-kW-Measure | AC-Wall Furnace-Slab-on-grade-7-2-kWh- |  |  |  | AC-Wall Furnace-Slab-on-grade-7-2-kWh-Base | AC-Wall Furnace-Slab-on-grade-7-2-kWh-Code | AC-Wall Furnace-Slab-on-grade-7-2-kWh-Measure | AC-Wall Furnace-Slab-on-grade-7-2-therms- |  |  |  | AC-Wall Furnace-Slab-on-grade-7-2-therms-Base | AC-Wall Furnace-Slab-on-grade-7-2-therms-Code | AC-Wall Furnace-Slab-on-grade-7-2-therms-Measure | AC-Wall Furnace-Slab-on-grade-7-2-kW- |  |  |  | AC-Wall Furnace-Slab-on-grade-7-2-kW-Base | AC-Wall Furnace-Slab-on-grade-7-2-kW-Code | AC-Wall Furnace-Slab-on-grade-7-2-kW-Measure | AC-Wall Furnace-Slab-on-grade-9-1-kWh- |  |  |  | AC-Wall Furnace-Slab-on-grade-9-1-kWh-Base | AC-Wall Furnace-Slab-on-grade-9-1-kWh-Code | AC-Wall Furnace-Slab-on-grade-9-1-kWh-Measure | AC-Wall Furnace-Slab-on-grade-9-1-therms- |  |  |  | AC-Wall Furnace-Slab-on-grade-9-1-therms-Base | AC-Wall Furnace-Slab-on-grade-9-1-therms-Code | AC-Wall Furnace-Slab-on-grade-9-1-therms-Measure | AC-Wall Furnace-Slab-on-grade-9-1-kW- |  |  |  | AC-Wall Furnace-Slab-on-grade-9-1-kW-Base | AC-Wall Furnace-Slab-on-grade-9-1-kW-Code | AC-Wall Furnace-Slab-on-grade-9-1-kW-Measure | AC-Wall Furnace-Slab-on-grade-9-2-kWh- |  |  |  | AC-Wall Furnace-Slab-on-grade-9-2-kWh-Base | AC-Wall Furnace-Slab-on-grade-9-2-kWh-Code | AC-Wall Furnace-Slab-on-grade-9-2-kWh-Measure | AC-Wall Furnace-Slab-on-grade-9-2-therms- |  |  |  | AC-Wall Furnace-Slab-on-grade-9-2-therms-Base | AC-Wall Furnace-Slab-on-grade-9-2-therms-Code | AC-Wall Furnace-Slab-on-grade-9-2-therms-Measure | AC-Wall Furnace-Slab-on-grade-9-2-kW- |  |  |  | AC-Wall Furnace-Slab-on-grade-9-2-kW-Base | AC-Wall Furnace-Slab-on-grade-9-2-kW-Code | AC-Wall Furnace-Slab-on-grade-9-2-kW-Measure | AC-Wall Furnace-Slab-on-grade-12-1-kWh- |  |  |  | AC-Wall Furnace-Slab-on-grade-12-1-kWh-Base | AC-Wall Furnace-Slab-on-grade-12-1-kWh-Code | AC-Wall Furnace-Slab-on-grade-12-1-kWh-Measure | AC-Wall Furnace-Slab-on-grade-12-1-therms- |  |  |  | AC-Wall Furnace-Slab-on-grade-12-1-therms-Base | AC-Wall Furnace-Slab-on-grade-12-1-therms-Code | AC-Wall Furnace-Slab-on-grade-12-1-therms-Measure | AC-Wall Furnace-Slab-on-grade-12-1-kW- |  |  |  | AC-Wall Furnace-Slab-on-grade-12-1-kW-Base | AC-Wall Furnace-Slab-on-grade-12-1-kW-Code | AC-Wall Furnace-Slab-on-grade-12-1-kW-Measure | AC-Wall Furnace-Slab-on-grade-12-2-kWh- |  |  |  | AC-Wall Furnace-Slab-on-grade-12-2-kWh-Base | AC-Wall Furnace-Slab-on-grade-12-2-kWh-Code | AC-Wall Furnace-Slab-on-grade-12-2-kWh-Measure | AC-Wall Furnace-Slab-on-grade-12-2-therms- |  |  |  | AC-Wall Furnace-Slab-on-grade-12-2-therms-Base | AC-Wall Furnace-Slab-on-grade-12-2-therms-Code | AC-Wall Furnace-Slab-on-grade-12-2-therms-Measure | AC-Wall Furnace-Slab-on-grade-12-2-kW- |  |  |  | AC-Wall Furnace-Slab-on-grade-12-2-kW-Base | AC-Wall Furnace-Slab-on-grade-12-2-kW-Code | AC-Wall Furnace-Slab-on-grade-12-2-kW-Measure | AC-Wall Furnace-Slab-on-grade-13-1-kWh- |  |  |  | AC-Wall Furnace-Slab-on-grade-13-1-kWh-Base | AC-Wall Furnace-Slab-on-grade-13-1-kWh-Code | AC-Wall Furnace-Slab-on-grade-13-1-kWh-Measure | AC-Wall Furnace-Slab-on-grade-13-1-therms- |  |  |  | AC-Wall Furnace-Slab-on-grade-13-1-therms-Base | AC-Wall Furnace-Slab-on-grade-13-1-therms-Code | AC-Wall Furnace-Slab-on-grade-13-1-therms-Measure | AC-Wall Furnace-Slab-on-grade-13-1-kW- |  |  |  | AC-Wall Furnace-Slab-on-grade-13-1-kW-Base | AC-Wall Furnace-Slab-on-grade-13-1-kW-Code | AC-Wall Furnace-Slab-on-grade-13-1-kW-Measure | AC-Wall Furnace-Slab-on-grade-13-2-kWh- |  |  |  | AC-Wall Furnace-Slab-on-grade-13-2-kWh-Base | AC-Wall Furnace-Slab-on-grade-13-2-kWh-Code | AC-Wall Furnace-Slab-on-grade-13-2-kWh-Measure | AC-Wall Furnace-Slab-on-grade-13-2-therms- |  |  |  | AC-Wall Furnace-Slab-on-grade-13-2-therms-Base | AC-Wall Furnace-Slab-on-grade-13-2-therms-Code | AC-Wall Furnace-Slab-on-grade-13-2-therms-Measure | AC-Wall Furnace-Slab-on-grade-13-2-kW- |  |  |  | AC-Wall Furnace-Slab-on-grade-13-2-kW-Base | AC-Wall Furnace-Slab-on-grade-13-2-kW-Code | AC-Wall Furnace-Slab-on-grade-13-2-kW-Measure | No AC-Furnace-Slab-on-grade-3-1-kWh- |  |  |  | No AC-Furnace-Slab-on-grade-3-1-kWh-Base | No AC-Furnace-Slab-on-grade-3-1-kWh-Code | No AC-Furnace-Slab-on-grade-3-1-kWh-Measure | No AC-Furnace-Slab-on-grade-3-1-therms- |  |  |  | No AC-Furnace-Slab-on-grade-3-1-therms-Base | No AC-Furnace-Slab-on-grade-3-1-therms-Code | No AC-Furnace-Slab-on-grade-3-1-therms-Measure | No AC-Furnace-Slab-on-grade-3-1-kW- |  |  |  | No AC-Furnace-Slab-on-grade-3-1-kW-Base | No AC-Furnace-Slab-on-grade-3-1-kW-Code | No AC-Furnace-Slab-on-grade-3-1-kW-Measure | No AC-Furnace-Slab-on-grade-3-2-kWh- |  |  |  | No AC-Furnace-Slab-on-grade-3-2-kWh-Base | No AC-Furnace-Slab-on-grade-3-2-kWh-Code | No AC-Furnace-Slab-on-grade-3-2-kWh-Measure | No AC-Furnace-Slab-on-grade-3-2-therms- |  |  |  | No AC-Furnace-Slab-on-grade-3-2-therms-Base | No AC-Furnace-Slab-on-grade-3-2-therms-Code | No AC-Furnace-Slab-on-grade-3-2-therms-Measure | No AC-Furnace-Slab-on-grade-3-2-kW- |  |  |  | No AC-Furnace-Slab-on-grade-3-2-kW-Base | No AC-Furnace-Slab-on-grade-3-2-kW-Code | No AC-Furnace-Slab-on-grade-3-2-kW-Measure | No AC-Furnace-Slab-on-grade-4-1-kWh- |  |  |  | No AC-Furnace-Slab-on-grade-4-1-kWh-Base | No AC-Furnace-Slab-on-grade-4-1-kWh-Code | No AC-Furnace-Slab-on-grade-4-1-kWh-Measure | No AC-Furnace-Slab-on-grade-4-1-therms- |  |  |  | No AC-Furnace-Slab-on-grade-4-1-therms-Base | No AC-Furnace-Slab-on-grade-4-1-therms-Code | No AC-Furnace-Slab-on-grade-4-1-therms-Measure | No AC-Furnace-Slab-on-grade-4-1-kW- |  |  |  | No AC-Furnace-Slab-on-grade-4-1-kW-Base | No AC-Furnace-Slab-on-grade-4-1-kW-Code | No AC-Furnace-Slab-on-grade-4-1-kW-Measure | No AC-Furnace-Slab-on-grade-4-2-kWh- |  |  |  | No AC-Furnace-Slab-on-grade-4-2-kWh-Base | No AC-Furnace-Slab-on-grade-4-2-kWh-Code | No AC-Furnace-Slab-on-grade-4-2-kWh-Measure | No AC-Furnace-Slab-on-grade-4-2-therms- |  |  |  | No AC-Furnace-Slab-on-grade-4-2-therms-Base | No AC-Furnace-Slab-on-grade-4-2-therms-Code | No AC-Furnace-Slab-on-grade-4-2-therms-Measure | No AC-Furnace-Slab-on-grade-4-2-kW- |  |  |  | No AC-Furnace-Slab-on-grade-4-2-kW-Base | No AC-Furnace-Slab-on-grade-4-2-kW-Code | No AC-Furnace-Slab-on-grade-4-2-kW-Measure | No AC-Furnace-Slab-on-grade-7-1-kWh- |  |  |  | No AC-Furnace-Slab-on-grade-7-1-kWh-Base | No AC-Furnace-Slab-on-grade-7-1-kWh-Code | No AC-Furnace-Slab-on-grade-7-1-kWh-Measure | No AC-Furnace-Slab-on-grade-7-1-therms- |  |  |  | No AC-Furnace-Slab-on-grade-7-1-therms-Base | No AC-Furnace-Slab-on-grade-7-1-therms-Code | No AC-Furnace-Slab-on-grade-7-1-therms-Measure | No AC-Furnace-Slab-on-grade-7-1-kW- |  |  |  | No AC-Furnace-Slab-on-grade-7-1-kW-Base | No AC-Furnace-Slab-on-grade-7-1-kW-Code | No AC-Furnace-Slab-on-grade-7-1-kW-Measure | No AC-Furnace-Slab-on-grade-7-2-kWh- |  |  |  | No AC-Furnace-Slab-on-grade-7-2-kWh-Base | No AC-Furnace-Slab-on-grade-7-2-kWh-Code | No AC-Furnace-Slab-on-grade-7-2-kWh-Measure | No AC-Furnace-Slab-on-grade-7-2-therms- |  |  |  | No AC-Furnace-Slab-on-grade-7-2-therms-Base | No AC-Furnace-Slab-on-grade-7-2-therms-Code | No AC-Furnace-Slab-on-grade-7-2-therms-Measure | No AC-Furnace-Slab-on-grade-7-2-kW- |  |  |  | No AC-Furnace-Slab-on-grade-7-2-kW-Base | No AC-Furnace-Slab-on-grade-7-2-kW-Code | No AC-Furnace-Slab-on-grade-7-2-kW-Measure | No AC-Furnace-Slab-on-grade-9-1-kWh- |  |  |  | No AC-Furnace-Slab-on-grade-9-1-kWh-Base | No AC-Furnace-Slab-on-grade-9-1-kWh-Code | No AC-Furnace-Slab-on-grade-9-1-kWh-Measure | No AC-Furnace-Slab-on-grade-9-1-therms- |  |  |  | No AC-Furnace-Slab-on-grade-9-1-therms-Base | No AC-Furnace-Slab-on-grade-9-1-therms-Code | No AC-Furnace-Slab-on-grade-9-1-therms-Measure | No AC-Furnace-Slab-on-grade-9-1-kW- |  |  |  | No AC-Furnace-Slab-on-grade-9-1-kW-Base | No AC-Furnace-Slab-on-grade-9-1-kW-Code | No AC-Furnace-Slab-on-grade-9-1-kW-Measure | No AC-Furnace-Slab-on-grade-9-2-kWh- |  |  |  | No AC-Furnace-Slab-on-grade-9-2-kWh-Base | No AC-Furnace-Slab-on-grade-9-2-kWh-Code | No AC-Furnace-Slab-on-grade-9-2-kWh-Measure | No AC-Furnace-Slab-on-grade-9-2-therms- |  |  |  | No AC-Furnace-Slab-on-grade-9-2-therms-Base | No AC-Furnace-Slab-on-grade-9-2-therms-Code | No AC-Furnace-Slab-on-grade-9-2-therms-Measure | No AC-Furnace-Slab-on-grade-9-2-kW- |  |  |  | No AC-Furnace-Slab-on-grade-9-2-kW-Base | No AC-Furnace-Slab-on-grade-9-2-kW-Code | No AC-Furnace-Slab-on-grade-9-2-kW-Measure | No AC-Furnace-Slab-on-grade-12-1-kWh- |  |  |  | No AC-Furnace-Slab-on-grade-12-1-kWh-Base | No AC-Furnace-Slab-on-grade-12-1-kWh-Code | No AC-Furnace-Slab-on-grade-12-1-kWh-Measure | No AC-Furnace-Slab-on-grade-12-1-therms- |  |  |  | No AC-Furnace-Slab-on-grade-12-1-therms-Base | No AC-Furnace-Slab-on-grade-12-1-therms-Code | No AC-Furnace-Slab-on-grade-12-1-therms-Measure | No AC-Furnace-Slab-on-grade-12-1-kW- |  |  |  | No AC-Furnace-Slab-on-grade-12-1-kW-Base | No AC-Furnace-Slab-on-grade-12-1-kW-Code | No AC-Furnace-Slab-on-grade-12-1-kW-Measure | No AC-Furnace-Slab-on-grade-12-2-kWh- |  |  |  | No AC-Furnace-Slab-on-grade-12-2-kWh-Base | No AC-Furnace-Slab-on-grade-12-2-kWh-Code | No AC-Furnace-Slab-on-grade-12-2-kWh-Measure | No AC-Furnace-Slab-on-grade-12-2-therms- |  |  |  | No AC-Furnace-Slab-on-grade-12-2-therms-Base | No AC-Furnace-Slab-on-grade-12-2-therms-Code | No AC-Furnace-Slab-on-grade-12-2-therms-Measure | No AC-Furnace-Slab-on-grade-12-2-kW- |  |  |  | No AC-Furnace-Slab-on-grade-12-2-kW-Base | No AC-Furnace-Slab-on-grade-12-2-kW-Code | No AC-Furnace-Slab-on-grade-12-2-kW-Measure | No AC-Furnace-Slab-on-grade-13-1-kWh- |  |  |  | No AC-Furnace-Slab-on-grade-13-1-kWh-Base | No AC-Furnace-Slab-on-grade-13-1-kWh-Code | No AC-Furnace-Slab-on-grade-13-1-kWh-Measure | No AC-Furnace-Slab-on-grade-13-1-therms- |  |  |  | No AC-Furnace-Slab-on-grade-13-1-therms-Base | No AC-Furnace-Slab-on-grade-13-1-therms-Code | No AC-Furnace-Slab-on-grade-13-1-therms-Measure | No AC-Furnace-Slab-on-grade-13-1-kW- |  |  |  | No AC-Furnace-Slab-on-grade-13-1-kW-Base | No AC-Furnace-Slab-on-grade-13-1-kW-Code | No AC-Furnace-Slab-on-grade-13-1-kW-Measure | No AC-Furnace-Slab-on-grade-13-2-kWh- |  |  |  | No AC-Furnace-Slab-on-grade-13-2-kWh-Base | No AC-Furnace-Slab-on-grade-13-2-kWh-Code | No AC-Furnace-Slab-on-grade-13-2-kWh-Measure | No AC-Furnace-Slab-on-grade-13-2-therms- |  |  |  | No AC-Furnace-Slab-on-grade-13-2-therms-Base | No AC-Furnace-Slab-on-grade-13-2-therms-Code | No AC-Furnace-Slab-on-grade-13-2-therms-Measure | No AC-Furnace-Slab-on-grade-13-2-kW- |  |  |  | No AC-Furnace-Slab-on-grade-13-2-kW-Base | No AC-Furnace-Slab-on-grade-13-2-kW-Code | No AC-Furnace-Slab-on-grade-13-2-kW-Measure | No AC-Wall Furnace-Slab-on-grade-3-1-kWh- |  |  |  | No AC-Wall Furnace-Slab-on-grade-3-1-kWh-Base | No AC-Wall Furnace-Slab-on-grade-3-1-kWh-Code | No AC-Wall Furnace-Slab-on-grade-3-1-kWh-Measure | No AC-Wall Furnace-Slab-on-grade-3-1-therms- |  |  |  | No AC-Wall Furnace-Slab-on-grade-3-1-therms-Base | No AC-Wall Furnace-Slab-on-grade-3-1-therms-Code | No AC-Wall Furnace-Slab-on-grade-3-1-therms-Measure | No AC-Wall Furnace-Slab-on-grade-3-1-kW- |  |  |  | No AC-Wall Furnace-Slab-on-grade-3-1-kW-Base | No AC-Wall Furnace-Slab-on-grade-3-1-kW-Code | No AC-Wall Furnace-Slab-on-grade-3-1-kW-Measure | No AC-Wall Furnace-Slab-on-grade-3-2-kWh- |  |  |  | No AC-Wall Furnace-Slab-on-grade-3-2-kWh-Base | No AC-Wall Furnace-Slab-on-grade-3-2-kWh-Code | No AC-Wall Furnace-Slab-on-grade-3-2-kWh-Measure | No AC-Wall Furnace-Slab-on-grade-3-2-therms- |  |  |  | No AC-Wall Furnace-Slab-on-grade-3-2-therms-Base | No AC-Wall Furnace-Slab-on-grade-3-2-therms-Code | No AC-Wall Furnace-Slab-on-grade-3-2-therms-Measure | No AC-Wall Furnace-Slab-on-grade-3-2-kW- |  |  |  | No AC-Wall Furnace-Slab-on-grade-3-2-kW-Base | No AC-Wall Furnace-Slab-on-grade-3-2-kW-Code | No AC-Wall Furnace-Slab-on-grade-3-2-kW-Measure | No AC-Wall Furnace-Slab-on-grade-4-1-kWh- |  |  |  | No AC-Wall Furnace-Slab-on-grade-4-1-kWh-Base | No AC-Wall Furnace-Slab-on-grade-4-1-kWh-Code | No AC-Wall Furnace-Slab-on-grade-4-1-kWh-Measure | No AC-Wall Furnace-Slab-on-grade-4-1-therms- |  |  |  | No AC-Wall Furnace-Slab-on-grade-4-1-therms-Base | No AC-Wall Furnace-Slab-on-grade-4-1-therms-Code | No AC-Wall Furnace-Slab-on-grade-4-1-therms-Measure | No AC-Wall Furnace-Slab-on-grade-4-1-kW- |  |  |  | No AC-Wall Furnace-Slab-on-grade-4-1-kW-Base | No AC-Wall Furnace-Slab-on-grade-4-1-kW-Code | No AC-Wall Furnace-Slab-on-grade-4-1-kW-Measure | No AC-Wall Furnace-Slab-on-grade-4-2-kWh- |  |  |  | No AC-Wall Furnace-Slab-on-grade-4-2-kWh-Base | No AC-Wall Furnace-Slab-on-grade-4-2-kWh-Code | No AC-Wall Furnace-Slab-on-grade-4-2-kWh-Measure | No AC-Wall Furnace-Slab-on-grade-4-2-therms- |  |  |  | No AC-Wall Furnace-Slab-on-grade-4-2-therms-Base | No AC-Wall Furnace-Slab-on-grade-4-2-therms-Code | No AC-Wall Furnace-Slab-on-grade-4-2-therms-Measure | No AC-Wall Furnace-Slab-on-grade-4-2-kW- |  |  |  | No AC-Wall Furnace-Slab-on-grade-4-2-kW-Base | No AC-Wall Furnace-Slab-on-grade-4-2-kW-Code | No AC-Wall Furnace-Slab-on-grade-4-2-kW-Measure | No AC-Wall Furnace-Slab-on-grade-7-1-kWh- |  |  |  | No AC-Wall Furnace-Slab-on-grade-7-1-kWh-Base | No AC-Wall Furnace-Slab-on-grade-7-1-kWh-Code | No AC-Wall Furnace-Slab-on-grade-7-1-kWh-Measure | No AC-Wall Furnace-Slab-on-grade-7-1-therms- |  |  |  | No AC-Wall Furnace-Slab-on-grade-7-1-therms-Base | No AC-Wall Furnace-Slab-on-grade-7-1-therms-Code | No AC-Wall Furnace-Slab-on-grade-7-1-therms-Measure | No AC-Wall Furnace-Slab-on-grade-7-1-kW- |  |  |  | No AC-Wall Furnace-Slab-on-grade-7-1-kW-Base | No AC-Wall Furnace-Slab-on-grade-7-1-kW-Code | No AC-Wall Furnace-Slab-on-grade-7-1-kW-Measure | No AC-Wall Furnace-Slab-on-grade-7-2-kWh- |  |  |  | No AC-Wall Furnace-Slab-on-grade-7-2-kWh-Base | No AC-Wall Furnace-Slab-on-grade-7-2-kWh-Code | No AC-Wall Furnace-Slab-on-grade-7-2-kWh-Measure | No AC-Wall Furnace-Slab-on-grade-7-2-therms- |  |  |  | No AC-Wall Furnace-Slab-on-grade-7-2-therms-Base | No AC-Wall Furnace-Slab-on-grade-7-2-therms-Code | No AC-Wall Furnace-Slab-on-grade-7-2-therms-Measure | No AC-Wall Furnace-Slab-on-grade-7-2-kW- |  |  |  | No AC-Wall Furnace-Slab-on-grade-7-2-kW-Base | No AC-Wall Furnace-Slab-on-grade-7-2-kW-Code | No AC-Wall Furnace-Slab-on-grade-7-2-kW-Measure | No AC-Wall Furnace-Slab-on-grade-9-1-kWh- |  |  |  | No AC-Wall Furnace-Slab-on-grade-9-1-kWh-Base | No AC-Wall Furnace-Slab-on-grade-9-1-kWh-Code | No AC-Wall Furnace-Slab-on-grade-9-1-kWh-Measure | No AC-Wall Furnace-Slab-on-grade-9-1-therms- |  |  |  | No AC-Wall Furnace-Slab-on-grade-9-1-therms-Base | No AC-Wall Furnace-Slab-on-grade-9-1-therms-Code | No AC-Wall Furnace-Slab-on-grade-9-1-therms-Measure | No AC-Wall Furnace-Slab-on-grade-9-1-kW- |  |  |  | No AC-Wall Furnace-Slab-on-grade-9-1-kW-Base | No AC-Wall Furnace-Slab-on-grade-9-1-kW-Code | No AC-Wall Furnace-Slab-on-grade-9-1-kW-Measure | No AC-Wall Furnace-Slab-on-grade-9-2-kWh- |  |  |  | No AC-Wall Furnace-Slab-on-grade-9-2-kWh-Base | No AC-Wall Furnace-Slab-on-grade-9-2-kWh-Code | No AC-Wall Furnace-Slab-on-grade-9-2-kWh-Measure | No AC-Wall Furnace-Slab-on-grade-9-2-therms- |  |  |  | No AC-Wall Furnace-Slab-on-grade-9-2-therms-Base | No AC-Wall Furnace-Slab-on-grade-9-2-therms-Code | No AC-Wall Furnace-Slab-on-grade-9-2-therms-Measure | No AC-Wall Furnace-Slab-on-grade-9-2-kW- |  |  |  | No AC-Wall Furnace-Slab-on-grade-9-2-kW-Base | No AC-Wall Furnace-Slab-on-grade-9-2-kW-Code | No AC-Wall Furnace-Slab-on-grade-9-2-kW-Measure | No AC-Wall Furnace-Slab-on-grade-12-1-kWh- |  |  |  | No AC-Wall Furnace-Slab-on-grade-12-1-kWh-Base | No AC-Wall Furnace-Slab-on-grade-12-1-kWh-Code | No AC-Wall Furnace-Slab-on-grade-12-1-kWh-Measure | No AC-Wall Furnace-Slab-on-grade-12-1-therms- |  |  |  | No AC-Wall Furnace-Slab-on-grade-12-1-therms-Base | No AC-Wall Furnace-Slab-on-grade-12-1-therms-Code | No AC-Wall Furnace-Slab-on-grade-12-1-therms-Measure | No AC-Wall Furnace-Slab-on-grade-12-1-kW- |  |  |  | No AC-Wall Furnace-Slab-on-grade-12-1-kW-Base | No AC-Wall Furnace-Slab-on-grade-12-1-kW-Code | No AC-Wall Furnace-Slab-on-grade-12-1-kW-Measure | No AC-Wall Furnace-Slab-on-grade-12-2-kWh- |  |  |  | No AC-Wall Furnace-Slab-on-grade-12-2-kWh-Base | No AC-Wall Furnace-Slab-on-grade-12-2-kWh-Code | No AC-Wall Furnace-Slab-on-grade-12-2-kWh-Measure | No AC-Wall Furnace-Slab-on-grade-12-2-therms- |  |  |  | No AC-Wall Furnace-Slab-on-grade-12-2-therms-Base | No AC-Wall Furnace-Slab-on-grade-12-2-therms-Code | No AC-Wall Furnace-Slab-on-grade-12-2-therms-Measure | No AC-Wall Furnace-Slab-on-grade-12-2-kW- |  |  |  | No AC-Wall Furnace-Slab-on-grade-12-2-kW-Base | No AC-Wall Furnace-Slab-on-grade-12-2-kW-Code | No AC-Wall Furnace-Slab-on-grade-12-2-kW-Measure | No AC-Wall Furnace-Slab-on-grade-13-1-kWh- |  |  |  | No AC-Wall Furnace-Slab-on-grade-13-1-kWh-Base | No AC-Wall Furnace-Slab-on-grade-13-1-kWh-Code | No AC-Wall Furnace-Slab-on-grade-13-1-kWh-Measure | No AC-Wall Furnace-Slab-on-grade-13-1-therms- |  |  |  | No AC-Wall Furnace-Slab-on-grade-13-1-therms-Base | No AC-Wall Furnace-Slab-on-grade-13-1-therms-Code | No AC-Wall Furnace-Slab-on-grade-13-1-therms-Measure | No AC-Wall Furnace-Slab-on-grade-13-1-kW- |  |  |  | No AC-Wall Furnace-Slab-on-grade-13-1-kW-Base | No AC-Wall Furnace-Slab-on-grade-13-1-kW-Code | No AC-Wall Furnace-Slab-on-grade-13-1-kW-Measure | No AC-Wall Furnace-Slab-on-grade-13-2-kWh- |  |  |  | No AC-Wall Furnace-Slab-on-grade-13-2-kWh-Base | No AC-Wall Furnace-Slab-on-grade-13-2-kWh-Code | No AC-Wall Furnace-Slab-on-grade-13-2-kWh-Measure | No AC-Wall Furnace-Slab-on-grade-13-2-therms- |  |  |  | No AC-Wall Furnace-Slab-on-grade-13-2-therms-Base | No AC-Wall Furnace-Slab-on-grade-13-2-therms-Code | No AC-Wall Furnace-Slab-on-grade-13-2-therms-Measure | No AC-Wall Furnace-Slab-on-grade-13-2-kW- |  |  |  | No AC-Wall Furnace-Slab-on-grade-13-2-kW-Base | No AC-Wall Furnace-Slab-on-grade-13-2-kW-Code | No AC-Wall Furnace-Slab-on-grade-13-2-kW-Measure
AC | AC |  |  |  |  | AC | [6 empty] | AC | [6 empty] | AC | [6 empty] | AC | [6 empty] | AC | [6 empty] | AC | [6 empty] | AC | [6 empty] | AC | [6 empty] | AC | [6 empty] | AC | [6 empty] | AC | [6 empty] | AC | [6 empty] | AC | [6 empty] | AC | [6 empty] | AC | [6 empty] | AC | [6 empty] | AC | [6 empty] | AC | [6 empty] | AC | [6 empty] | AC | [6 empty] | AC | [6 empty] | AC | [6 empty] | AC | [6 empty] | AC | [6 empty] | AC | [6 empty] | AC | [6 empty] | AC | [6 empty] | AC | [6 empty] | AC | [6 empty] | AC | [6 empty] | AC | [6 empty] | AC | [6 empty] | AC | [6 empty] | AC | [6 empty] | AC | [6 empty] | AC | [6 empty] | AC | [6 empty] | AC | [6 empty] | AC | [6 empty] | AC | [6 empty] | AC | [6 empty] | AC | [6 empty] | AC | [6 empty] | AC | [6 empty] | AC | [6 empty] | AC | [6 empty] | AC | [6 empty] | AC | [6 empty] | AC | [6 empty] | AC | [6 empty] | AC | [6 empty] | AC | [6 empty] | AC | [6 empty] | AC | [6 empty] | AC | [6 empty] | AC | [6 empty] | AC | [6 empty] | AC | [6 empty] | AC | [6 empty] | AC | [6 empty] | AC | [6 empty] | AC | [6 empty] | AC | [6 empty] | AC | [6 empty] | AC | [6 empty] | AC | [6 empty] | AC | [6 empty] | AC | [6 empty] | AC | [6 empty] | AC | [6 empty] | AC | [6 empty] | AC | [6 empty] | No AC | [6 empty] | No AC | [6 empty] | No AC | [6 empty] | No AC | [6 empty] | No AC | [6 empty] | No AC | [6 empty] | No AC | [6 empty] | No AC | [6 empty] | No AC | [6 empty] | No AC | [6 empty] | No AC | [6 empty] | No AC | [6 empty] | No AC | [6 empty] | No AC | [6 empty] | No AC | [6 empty] | No AC | [6 empty] | No AC | [6 empty] | No AC | [6 empty] | No AC | [6 empty] | No AC | [6 empty] | No AC | [6 empty] | No AC | [6 empty] | No AC | [6 empty] | No AC | [6 empty] | No AC | [6 empty] | No AC | [6 empty] | No AC | [6 empty] | No AC | [6 empty] | No AC | [6 empty] | No AC | [6 empty] | No AC | [6 empty] | No AC | [6 empty] | No AC | [6 empty] | No AC | [6 empty] | No AC | [6 empty] | No AC | [6 empty] | No AC | [6 empty] | No AC | [6 empty] | No AC | [6 empty] | No AC | [6 empty] | No AC | [6 empty] | No AC | [6 empty] | No AC | [6 empty] | No AC | [6 empty] | No AC | [6 empty] | No AC | [6 empty] | No AC | [6 empty] | No AC | [6 empty] | No AC | [6 empty] | No AC | [6 empty] | No AC | [6 empty] | No AC | [6 empty] | No AC | [6 empty] | No AC | [6 empty] | No AC | [6 empty] | No AC | [6 empty] | No AC | [6 empty] | No AC | [6 empty] | No AC | [6 empty] | No AC | [6 empty] | No AC | [6 empty] | No AC | [6 empty] | No AC | [6 empty] | No AC | [6 empty] | No AC | [6 empty] | No AC | [6 empty] | No AC | [6 empty] | No AC | [6 empty] | No AC | [6 empty] | No AC | [6 empty] | No AC | [6 empty] | No AC | [6 empty] | AC | [6 empty] | AC | [6 empty] | AC | [6 empty] | AC | [6 empty] | AC | [6 empty] | AC | [6 empty] | AC | [6 empty] | AC | [6 empty] | AC | [6 empty] | AC | [6 empty] | AC | [6 empty] | AC | [6 empty] | AC | [6 empty] | AC | [6 empty] | AC | [6 empty] | AC | [6 empty] | AC | [6 empty] | AC | [6 empty] | AC | [6 empty] | AC | [6 empty] | AC | [6 empty] | AC | [6 empty] | AC | [6 empty] | AC | [6 empty] | AC | [6 empty] | AC | [6 empty] | AC | [6 empty] | AC | [6 empty] | AC | [6 empty] | AC | [6 empty] | AC | [6 empty] | AC | [6 empty] | AC | [6 empty] | AC | [6 empty] | AC | [6 empty] | AC | [6 empty] | AC | [6 empty] | AC | [6 empty] | AC | [6 empty] | AC | [6 empty] | AC | [6 empty] | AC | [6 empty] | AC | [6 empty] | AC | [6 empty] | AC | [6 empty] | AC | [6 empty] | AC | [6 empty] | AC | [6 empty] | AC | [6 empty] | AC | [6 empty] | AC | [6 empty] | AC | [6 empty] | AC | [6 empty] | AC | [6 empty] | AC | [6 empty] | AC | [6 empty] | AC | [6 empty] | AC | [6 empty] | AC | [6 empty] | AC | [6 empty] | AC | [6 empty] | AC | [6 empty] | AC | [6 empty] | AC | [6 empty] | AC | [6 empty] | AC | [6 empty] | AC | [6 empty] | AC | [6 empty] | AC | [6 empty] | AC | [6 empty] | AC | [6 empty] | AC | [6 empty] | No AC | [6 empty] | No AC | [6 empty] | No AC | [6 empty] | No AC | [6 empty] | No AC | [6 empty] | No AC | [6 empty] | No AC | [6 empty] | No AC | [6 empty] | No AC | [6 empty] | No AC | [6 empty] | No AC | [6 empty] | No AC | [6 empty] | No AC | [6 empty] | No AC | [6 empty] | No AC | [6 empty] | No AC | [6 empty] | No AC | [6 empty] | No AC | [6 empty] | No AC | [6 empty] | No AC | [6 empty] | No AC | [6 empty] | No AC | [6 empty] | No AC | [6 empty] | No AC | [6 empty] | No AC | [6 empty] | No AC | [6 empty] | No AC | [6 empty] | No AC | [6 empty] | No AC | [6 empty] | No AC | [6 empty] | No AC | [6 empty] | No AC | [6 empty] | No AC | [6 empty] | No AC | [6 empty] | No AC | [6 empty] | No AC | [6 empty] | No AC | [6 empty] | No AC | [6 empty] | No AC | [6 empty] | No AC | [6 empty] | No AC | [6 empty] | No AC | [6 empty] | No AC | [6 empty] | No AC | [6 empty] | No AC | [6 empty] | No AC | [6 empty] | No AC | [6 empty] | No AC | [6 empty] | No AC | [6 empty] | No AC | [6 empty] | No AC | [6 empty] | No AC | [6 empty] | No AC | [6 empty] | No AC | [6 empty] | No AC | [6 empty] | No AC | [6 empty] | No AC | [6 empty] | No AC | [6 empty] | No AC | [6 empty] | No AC | [6 empty] | No AC | [6 empty] | No AC | [6 empty] | No AC | [6 empty] | No AC | [6 empty] | No AC | [6 empty] | No AC | [6 empty] | No AC | [6 empty] | No AC | [6 empty] | No AC | [6 empty] | No AC | [6 empty] | No AC | [6 empty] | No AC
Furnace | Funace |  |  |  |  | Furnace | [6 empty] | Furnace | [6 empty] | Furnace | [6 empty] | Furnace | [6 empty] | Furnace | [6 empty] | Furnace | [6 empty] | Furnace | [6 empty] | Furnace | [6 empty] | Furnace | [6 empty] | Furnace | [6 empty] | Furnace | [6 empty] | Furnace | [6 empty] | Furnace | [6 empty] | Furnace | [6 empty] | Furnace | [6 empty] | Furnace | [6 empty] | Furnace | [6 empty] | Furnace | [6 empty] | Furnace | [6 empty] | Furnace | [6 empty] | Furnace | [6 empty] | Furnace | [6 empty] | Furnace | [6 empty] | Furnace | [6 empty] | Furnace | [6 empty] | Furnace | [6 empty] | Furnace | [6 empty] | Furnace | [6 empty] | Furnace | [6 empty] | Furnace | [6 empty] | Furnace | [6 empty] | Furnace | [6 empty] | Furnace | [6 empty] | Furnace | [6 empty] | Furnace | [6 empty] | Furnace | [6 empty] | Wall Furnace | [6 empty] | Wall Furnace | [6 empty] | Wall Furnace | [6 empty] | Wall Furnace | [6 empty] | Wall Furnace | [6 empty] | Wall Furnace | [6 empty] | Wall Furnace | [6 empty] | Wall Furnace | [6 empty] | Wall Furnace | [6 empty] | Wall Furnace | [6 empty] | Wall Furnace | [6 empty] | Wall Furnace | [6 empty] | Wall Furnace | [6 empty] | Wall Furnace | [6 empty] | Wall Furnace | [6 empty] | Wall Furnace | [6 empty] | Wall Furnace | [6 empty] | Wall Furnace | [6 empty] | Wall Furnace | [6 empty] | Wall Furnace | [6 empty] | Wall Furnace | [6 empty] | Wall Furnace | [6 empty] | Wall Furnace | [6 empty] | Wall Furnace | [6 empty] | Wall Furnace | [6 empty] | Wall Furnace | [6 empty] | Wall Furnace | [6 empty] | Wall Furnace | [6 empty] | Wall Furnace | [6 empty] | Wall Furnace | [6 empty] | Wall Furnace | [6 empty] | Wall Furnace | [6 empty] | Wall Furnace | [6 empty] | Wall Furnace | [6 empty] | Wall Furnace | [6 empty] | Wall Furnace | [6 empty] | Furnace | [6 empty] | Furnace | [6 empty] | Furnace | [6 empty] | Furnace | [6 empty] | Furnace | [6 empty] | Furnace | [6 empty] | Furnace | [6 empty] | Furnace | [6 empty] | Furnace | [6 empty] | Furnace | [6 empty] | Furnace | [6 empty] | Furnace | [6 empty] | Furnace | [6 empty] | Furnace | [6 empty] | Furnace | [6 empty] | Furnace | [6 empty] | Furnace | [6 empty] | Furnace | [6 empty] | Furnace | [6 empty] | Furnace | [6 empty] | Furnace | [6 empty] | Furnace | [6 empty] | Furnace | [6 empty] | Furnace | [6 empty] | Furnace | [6 empty] | Furnace | [6 empty] | Furnace | [6 empty] | Furnace | [6 empty] | Furnace | [6 empty] | Furnace | [6 empty] | Furnace | [6 empty] | Furnace | [6 empty] | Furnace | [6 empty] | Furnace | [6 empty] | Furnace | [6 empty] | Furnace | [6 empty] | Wall Furnace | [6 empty] | Wall Furnace | [6 empty] | Wall Furnace | [6 empty] | Wall Furnace | [6 empty] | Wall Furnace | [6 empty] | Wall Furnace | [6 empty] | Wall Furnace | [6 empty] | Wall Furnace | [6 empty] | Wall Furnace | [6 empty] | Wall Furnace | [6 empty] | Wall Furnace | [6 empty] | Wall Furnace | [6 empty] | Wall Furnace | [6 empty] | Wall Furnace | [6 empty] | Wall Furnace | [6 empty] | Wall Furnace | [6 empty] | Wall Furnace | [6 empty] | Wall Furnace | [6 empty] | Wall Furnace | [6 empty] | Wall Furnace | [6 empty] | Wall Furnace | [6 empty] | Wall Furnace | [6 empty] | Wall Furnace | [6 empty] | Wall Furnace | [6 empty] | Wall Furnace | [6 empty] | Wall Furnace | [6 empty] | Wall Furnace | [6 empty] | Wall Furnace | [6 empty] | Wall Furnace | [6 empty] | Wall Furnace | [6 empty] | Wall Furnace | [6 empty] | Wall Furnace | [6 empty] | Wall Furnace | [6 empty] | Wall Furnace | [6 empty] | Wall Furnace | [6 empty] | Wall Furnace | [6 empty] | Furnace | [6 empty] | Furnace | [6 empty] | Furnace | [6 empty] | Furnace | [6 empty] | Furnace | [6 empty] | Furnace | [6 empty] | Furnace | [6 empty] | Furnace | [6 empty] | Furnace | [6 empty] | Furnace | [6 empty] | Furnace | [6 empty] | Furnace | [6 empty] | Furnace | [6 empty] | Furnace | [6 empty] | Furnace | [6 empty] | Furnace | [6 empty] | Furnace | [6 empty] | Furnace | [6 empty] | Furnace | [6 empty] | Furnace | [6 empty] | Furnace | [6 empty] | Furnace | [6 empty] | Furnace | [6 empty] | Furnace | [6 empty] | Furnace | [6 empty] | Furnace | [6 empty] | Furnace | [6 empty] | Furnace | [6 empty] | Furnace | [6 empty] | Furnace | [6 empty] | Furnace | [6 empty] | Furnace | [6 empty] | Furnace | [6 empty] | Furnace | [6 empty] | Furnace | [6 empty] | Furnace | [6 empty] | Wall Furnace | [6 empty] | Wall Furnace | [6 empty] | Wall Furnace | [6 empty] | Wall Furnace | [6 empty] | Wall Furnace | [6 empty] | Wall Furnace | [6 empty] | Wall Furnace | [6 empty] | Wall Furnace | [6 empty] | Wall Furnace | [6 empty] | Wall Furnace | [6 empty] | Wall Furnace | [6 empty] | Wall Furnace | [6 empty] | Wall Furnace | [6 empty] | Wall Furnace | [6 empty] | Wall Furnace | [6 empty] | Wall Furnace | [6 empty] | Wall Furnace | [6 empty] | Wall Furnace | [6 empty] | Wall Furnace | [6 empty] | Wall Furnace | [6 empty] | Wall Furnace | [6 empty] | Wall Furnace | [6 empty] | Wall Furnace | [6 empty] | Wall Furnace | [6 empty] | Wall Furnace | [6 empty] | Wall Furnace | [6 empty] | Wall Furnace | [6 empty] | Wall Furnace | [6 empty] | Wall Furnace | [6 empty] | Wall Furnace | [6 empty] | Wall Furnace | [6 empty] | Wall Furnace | [6 empty] | Wall Furnace | [6 empty] | Wall Furnace | [6 empty] | Wall Furnace | [6 empty] | Wall Furnace | [6 empty] | Furnace | [6 empty] | Furnace | [6 empty] | Furnace | [6 empty] | Furnace | [6 empty] | Furnace | [6 empty] | Furnace | [6 empty] | Furnace | [6 empty] | Furnace | [6 empty] | Furnace | [6 empty] | Furnace | [6 empty] | Furnace | [6 empty] | Furnace | [6 empty] | Furnace | [6 empty] | Furnace | [6 empty] | Furnace | [6 empty] | Furnace | [6 empty] | Furnace | [6 empty] | Furnace | [6 empty] | Furnace | [6 empty] | Furnace | [6 empty] | Furnace | [6 empty] | Furnace | [6 empty] | Furnace | [6 empty] | Furnace | [6 empty] | Furnace | [6 empty] | Furnace | [6 empty] | Furnace | [6 empty] | Furnace | [6 empty] | Furnace | [6 empty] | Furnace | [6 empty] | Furnace | [6 empty] | Furnace | [6 empty] | Furnace | [6 empty] | Furnace | [6 empty] | Furnace | [6 empty] | Furnace | [6 empty] | Wall Furnace | [6 empty] | Wall Furnace | [6 empty] | Wall Furnace | [6 empty] | Wall Furnace | [6 empty] | Wall Furnace | [6 empty] | Wall Furnace | [6 empty] | Wall Furnace | [6 empty] | Wall Furnace | [6 empty] | Wall Furnace | [6 empty] | Wall Furnace | [6 empty] | Wall Furnace | [6 empty] | Wall Furnace | [6 empty] | Wall Furnace | [6 empty] | Wall Furnace | [6 empty] | Wall Furnace | [6 empty] | Wall Furnace | [6 empty] | Wall Furnace | [6 empty] | Wall Furnace | [6 empty] | Wall Furnace | [6 empty] | Wall Furnace | [6 empty] | Wall Furnace | [6 empty] | Wall Furnace | [6 empty] | Wall Furnace | [6 empty] | Wall Furnace | [6 empty] | Wall Furnace | [6 empty] | Wall Furnace | [6 empty] | Wall Furnace | [6 empty] | Wall Furnace | [6 empty] | Wall Furnace | [6 empty] | Wall Furnace | [6 empty] | Wall Furnace | [6 empty] | Wall Furnace | [6 empty] | Wall Furnace | [6 empty] | Wall Furnace | [6 empty] | Wall Furnace | [6 empty] | Wall Furnace
Floor | Floor |  |  |  |  | Crawlspace | [6 empty] | Crawlspace | [6 empty] | Crawlspace | [6 empty] | Crawlspace | [6 empty] | Crawlspace | [6 empty] | Crawlspace | [6 empty] | Crawlspace | [6 empty] | Crawlspace | [6 empty] | Crawlspace | [6 empty] | Crawlspace | [6 empty] | Crawlspace | [6 empty] | Crawlspace | [6 empty] | Crawlspace | [6 empty] | Crawlspace | [6 empty] | Crawlspace | [6 empty] | Crawlspace | [6 empty] | Crawlspace | [6 empty] | Crawlspace | [6 empty] | Crawlspace | [6 empty] | Crawlspace | [6 empty] | Crawlspace | [6 empty] | Crawlspace | [6 empty] | Crawlspace | [6 empty] | Crawlspace | [6 empty] | Crawlspace | [6 empty] | Crawlspace | [6 empty] | Crawlspace | [6 empty] | Crawlspace | [6 empty] | Crawlspace | [6 empty] | Crawlspace | [6 empty] | Crawlspace | [6 empty] | Crawlspace | [6 empty] | Crawlspace | [6 empty] | Crawlspace | [6 empty] | Crawlspace | [6 empty] | Crawlspace | [6 empty] | Crawlspace | [6 empty] | Crawlspace | [6 empty] | Crawlspace | [6 empty] | Crawlspace | [6 empty] | Crawlspace | [6 empty] | Crawlspace | [6 empty] | Crawlspace | [6 empty] | Crawlspace | [6 empty] | Crawlspace | [6 empty] | Crawlspace | [6 empty] | Crawlspace | [6 empty] | Crawlspace | [6 empty] | Crawlspace | [6 empty] | Crawlspace | [6 empty] | Crawlspace | [6 empty] | Crawlspace | [6 empty] | Crawlspace | [6 empty] | Crawlspace | [6 empty] | Crawlspace | [6 empty] | Crawlspace | [6 empty] | Crawlspace | [6 empty] | Crawlspace | [6 empty] | Crawlspace | [6 empty] | Crawlspace | [6 empty] | Crawlspace | [6 empty] | Crawlspace | [6 empty] | Crawlspace | [6 empty] | Crawlspace | [6 empty] | Crawlspace | [6 empty] | Crawlspace | [6 empty] | Crawlspace | [6 empty] | Crawlspace | [6 empty] | Crawlspace | [6 empty] | Crawlspace | [6 empty] | Crawlspace | [6 empty] | Crawlspace | [6 empty] | Crawlspace | [6 empty] | Crawlspace | [6 empty] | Crawlspace | [6 empty] | Crawlspace | [6 empty] | Crawlspace | [6 empty] | Crawlspace | [6 empty] | Crawlspace | [6 empty] | Crawlspace | [6 empty] | Crawlspace | [6 empty] | Crawlspace | [6 empty] | Crawlspace | [6 empty] | Crawlspace | [6 empty] | Crawlspace | [6 empty] | Crawlspace | [6 empty] | Crawlspace | [6 empty] | Crawlspace | [6 empty] | Crawlspace | [6 empty] | Crawlspace | [6 empty] | Crawlspace | [6 empty] | Crawlspace | [6 empty] | Crawlspace | [6 empty] | Crawlspace | [6 empty] | Crawlspace | [6 empty] | Crawlspace | [6 empty] | Crawlspace | [6 empty] | Crawlspace | [6 empty] | Crawlspace | [6 empty] | Crawlspace | [6 empty] | Crawlspace | [6 empty] | Crawlspace | [6 empty] | Crawlspace | [6 empty] | Crawlspace | [6 empty] | Crawlspace | [6 empty] | Crawlspace | [6 empty] | Crawlspace | [6 empty] | Crawlspace | [6 empty] | Crawlspace | [6 empty] | Crawlspace | [6 empty] | Crawlspace | [6 empty] | Crawlspace | [6 empty] | Crawlspace | [6 empty] | Crawlspace | [6 empty] | Crawlspace | [6 empty] | Crawlspace | [6 empty] | Crawlspace | [6 empty] | Crawlspace | [6 empty] | Crawlspace | [6 empty] | Crawlspace | [6 empty] | Crawlspace | [6 empty] | Crawlspace | [6 empty] | Crawlspace | [6 empty] | Crawlspace | [6 empty] | Crawlspace | [6 empty] | Crawlspace | [6 empty] | Crawlspace | [6 empty] | Crawlspace | [6 empty] | Crawlspace | [6 empty] | Crawlspace | [6 empty] | Crawlspace | [6 empty] | Crawlspace | [6 empty] | Crawlspace | [6 empty] | Crawlspace | [6 empty] | Crawlspace | [6 empty] | Crawlspace | [6 empty] | Crawlspace | [6 empty] | Crawlspace | [6 empty] | Crawlspace | [6 empty] | Crawlspace | [6 empty] | Crawlspace | [6 empty] | Crawlspace | [6 empty] | Crawlspace | [6 empty] | Crawlspace | [6 empty] | Slab-on-grade | [6 empty] | Slab-on-grade | [6 empty] | Slab-on-grade | [6 empty] | Slab-on-grade | [6 empty] | Slab-on-grade | [6 empty] | Slab-on-grade | [6 empty] | Slab-on-grade | [6 empty] | Slab-on-grade | [6 empty] | Slab-on-grade | [6 empty] | Slab-on-grade | [6 empty] | Slab-on-grade | [6 empty] | Slab-on-grade | [6 empty] | Slab-on-grade | [6 empty] | Slab-on-grade | [6 empty] | Slab-on-grade | [6 empty] | Slab-on-grade | [6 empty] | Slab-on-grade | [6 empty] | Slab-on-grade | [6 empty] | Slab-on-grade | [6 empty] | Slab-on-grade | [6 empty] | Slab-on-grade | [6 empty] | Slab-on-grade | [6 empty] | Slab-on-grade | [6 empty] | Slab-on-grade | [6 empty] | Slab-on-grade | [6 empty] | Slab-on-grade | [6 empty] | Slab-on-grade | [6 empty] | Slab-on-grade | [6 empty] | Slab-on-grade | [6 empty] | Slab-on-grade | [6 empty] | Slab-on-grade | [6 empty] | Slab-on-grade | [6 empty] | Slab-on-grade | [6 empty] | Slab-on-grade | [6 empty] | Slab-on-grade | [6 empty] | Slab-on-grade | [6 empty] | Slab-on-grade | [6 empty] | Slab-on-grade | [6 empty] | Slab-on-grade | [6 empty] | Slab-on-grade | [6 empty] | Slab-on-grade | [6 empty] | Slab-on-grade | [6 empty] | Slab-on-grade | [6 empty] | Slab-on-grade | [6 empty] | Slab-on-grade | [6 empty] | Slab-on-grade | [6 empty] | Slab-on-grade | [6 empty] | Slab-on-grade | [6 empty] | Slab-on-grade | [6 empty] | Slab-on-grade | [6 empty] | Slab-on-grade | [6 empty] | Slab-on-grade | [6 empty] | Slab-on-grade | [6 empty] | Slab-on-grade | [6 empty] | Slab-on-grade | [6 empty] | Slab-on-grade | [6 empty] | Slab-on-grade | [6 empty] | Slab-on-grade | [6 empty] | Slab-on-grade | [6 empty] | Slab-on-grade | [6 empty] | Slab-on-grade | [6 empty] | Slab-on-grade | [6 empty] | Slab-on-grade | [6 empty] | Slab-on-grade | [6 empty] | Slab-on-grade | [6 empty] | Slab-on-grade | [6 empty] | Slab-on-grade | [6 empty] | Slab-on-grade | [6 empty] | Slab-on-grade | [6 empty] | Slab-on-grade | [6 empty] | Slab-on-grade | [6 empty] | Slab-on-grade | [6 empty] | Slab-on-grade | [6 empty] | Slab-on-grade | [6 empty] | Slab-on-grade | [6 empty] | Slab-on-grade | [6 empty] | Slab-on-grade | [6 empty] | Slab-on-grade | [6 empty] | Slab-on-grade | [6 empty] | Slab-on-grade | [6 empty] | Slab-on-grade | [6 empty] | Slab-on-grade | [6 empty] | Slab-on-grade | [6 empty] | Slab-on-grade | [6 empty] | Slab-on-grade | [6 empty] | Slab-on-grade | [6 empty] | Slab-on-grade | [6 empty] | Slab-on-grade | [6 empty] | Slab-on-grade | [6 empty] | Slab-on-grade | [6 empty] | Slab-on-grade | [6 empty] | Slab-on-grade | [6 empty] | Slab-on-grade | [6 empty] | Slab-on-grade | [6 empty] | Slab-on-grade | [6 empty] | Slab-on-grade | [6 empty] | Slab-on-grade | [6 empty] | Slab-on-grade | [6 empty] | Slab-on-grade | [6 empty] | Slab-on-grade | [6 empty] | Slab-on-grade | [6 empty] | Slab-on-grade | [6 empty] | Slab-on-grade | [6 empty] | Slab-on-grade | [6 empty] | Slab-on-grade | [6 empty] | Slab-on-grade | [6 empty] | Slab-on-grade | [6 empty] | Slab-on-grade | [6 empty] | Slab-on-grade | [6 empty] | Slab-on-grade | [6 empty] | Slab-on-grade | [6 empty] | Slab-on-grade | [6 empty] | Slab-on-grade | [6 empty] | Slab-on-grade | [6 empty] | Slab-on-grade | [6 empty] | Slab-on-grade | [6 empty] | Slab-on-grade | [6 empty] | Slab-on-grade | [6 empty] | Slab-on-grade | [6 empty] | Slab-on-grade | [6 empty] | Slab-on-grade | [6 empty] | Slab-on-grade | [6 empty] | Slab-on-grade | [6 empty] | Slab-on-grade | [6 empty] | Slab-on-grade | [6 empty] | Slab-on-grade | [6 empty] | Slab-on-grade | [6 empty] | Slab-on-grade | [6 empty] | Slab-on-grade | [6 empty] | Slab-on-grade | [6 empty] | Slab-on-grade | [6 empty] | Slab-on-grade | [6 empty] | Slab-on-grade | [6 empty] | Slab-on-grade | [6 empty] | Slab-on-grade | [6 empty] | Slab-on-grade | [6 empty] | Slab-on-grade | [6 empty] | Slab-on-grade | [6 empty] | Slab-on-grade | [6 empty] | Slab-on-grade | [6 empty] | Slab-on-grade | [6 empty] | Slab-on-grade | [6 empty] | Slab-on-grade | [6 empty] | Slab-on-grade
Climate | Climates |  |  |  |  | 3 | [6 empty] | 3 | [6 empty] | 3 | [6 empty] | 3 | [6 empty] | 3 | [6 empty] | 3 | [6 empty] | 4 | [6 empty] | 4 | [6 empty] | 4 | [6 empty] | 4 | [6 empty] | 4 | [6 empty] | 4 | [6 empty] | 7 | [6 empty] | 7 | [6 empty] | 7 | [6 empty] | 7 | [6 empty] | 7 | [6 empty] | 7 | [6 empty] | 9 | [6 empty] | 9 | [6 empty] | 9 | [6 empty] | 9 | [6 empty] | 9 | [6 empty] | 9 | [6 empty] | 12 | [6 empty] | 12 | [6 empty] | 12 | [6 empty] | 12 | [6 empty] | 12 | [6 empty] | 12 | [6 empty] | 13 | [6 empty] | 13 | [6 empty] | 13 | [6 empty] | 13 | [6 empty] | 13 | [6 empty] | 13 | [6 empty] | 3 | [6 empty] | 3 | [6 empty] | 3 | [6 empty] | 3 | [6 empty] | 3 | [6 empty] | 3 | [6 empty] | 4 | [6 empty] | 4 | [6 empty] | 4 | [6 empty] | 4 | [6 empty] | 4 | [6 empty] | 4 | [6 empty] | 7 | [6 empty] | 7 | [6 empty] | 7 | [6 empty] | 7 | [6 empty] | 7 | [6 empty] | 7 | [6 empty] | 9 | [6 empty] | 9 | [6 empty] | 9 | [6 empty] | 9 | [6 empty] | 9 | [6 empty] | 9 | [6 empty] | 12 | [6 empty] | 12 | [6 empty] | 12 | [6 empty] | 12 | [6 empty] | 12 | [6 empty] | 12 | [6 empty] | 13 | [6 empty] | 13 | [6 empty] | 13 | [6 empty] | 13 | [6 empty] | 13 | [6 empty] | 13 | [6 empty] | 3 | [6 empty] | 3 | [6 empty] | 3 | [6 empty] | 3 | [6 empty] | 3 | [6 empty] | 3 | [6 empty] | 4 | [6 empty] | 4 | [6 empty] | 4 | [6 empty] | 4 | [6 empty] | 4 | [6 empty] | 4 | [6 empty] | 7 | [6 empty] | 7 | [6 empty] | 7 | [6 empty] | 7 | [6 empty] | 7 | [6 empty] | 7 | [6 empty] | 9 | [6 empty] | 9 | [6 empty] | 9 | [6 empty] | 9 | [6 empty] | 9 | [6 empty] | 9 | [6 empty] | 12 | [6 empty] | 12 | [6 empty] | 12 | [6 empty] | 12 | [6 empty] | 12 | [6 empty] | 12 | [6 empty] | 13 | [6 empty] | 13 | [6 empty] | 13 | [6 empty] | 13 | [6 empty] | 13 | [6 empty] | 13 | [6 empty] | 3 | [6 empty] | 3 | [6 empty] | 3 | [6 empty] | 3 | [6 empty] | 3 | [6 empty] | 3 | [6 empty] | 4 | [6 empty] | 4 | [6 empty] | 4 | [6 empty] | 4 | [6 empty] | 4 | [6 empty] | 4 | [6 empty] | 7 | [6 empty] | 7 | [6 empty] | 7 | [6 empty] | 7 | [6 empty] | 7 | [6 empty] | 7 | [6 empty] | 9 | [6 empty] | 9 | [6 empty] | 9 | [6 empty] | 9 | [6 empty] | 9 | [6 empty] | 9 | [6 empty] | 12 | [6 empty] | 12 | [6 empty] | 12 | [6 empty] | 12 | [6 empty] | 12 | [6 empty] | 12 | [6 empty] | 13 | [6 empty] | 13 | [6 empty] | 13 | [6 empty] | 13 | [6 empty] | 13 | [6 empty] | 13 | [6 empty] | 3 | [6 empty] | 3 | [6 empty] | 3 | [6 empty] | 3 | [6 empty] | 3 | [6 empty] | 3 | [6 empty] | 4 | [6 empty] | 4 | [6 empty] | 4 | [6 empty] | 4 | [6 empty] | 4 | [6 empty] | 4 | [6 empty] | 7 | [6 empty] | 7 | [6 empty] | 7 | [6 empty] | 7 | [6 empty] | 7 | [6 empty] | 7 | [6 empty] | 9 | [6 empty] | 9 | [6 empty] | 9 | [6 empty] | 9 | [6 empty] | 9 | [6 empty] | 9 | [6 empty] | 12 | [6 empty] | 12 | [6 empty] | 12 | [6 empty] | 12 | [6 empty] | 12 | [6 empty] | 12 | [6 empty] | 13 | [6 empty] | 13 | [6 empty] | 13 | [6 empty] | 13 | [6 empty] | 13 | [6 empty] | 13 | [6 empty] | 3 | [6 empty] | 3 | [6 empty] | 3 | [6 empty] | 3 | [6 empty] | 3 | [6 empty] | 3 | [6 empty] | 4 | [6 empty] | 4 | [6 empty] | 4 | [6 empty] | 4 | [6 empty] | 4 | [6 empty] | 4 | [6 empty] | 7 | [6 empty] | 7 | [6 empty] | 7 | [6 empty] | 7 | [6 empty] | 7 | [6 empty] | 7 | [6 empty] | 9 | [6 empty] | 9 | [6 empty] | 9 | [6 empty] | 9 | [6 empty] | 9 | [6 empty] | 9 | [6 empty] | 12 | [6 empty] | 12 | [6 empty] | 12 | [6 empty] | 12 | [6 empty] | 12 | [6 empty] | 12 | [6 empty] | 13 | [6 empty] | 13 | [6 empty] | 13 | [6 empty] | 13 | [6 empty] | 13 | [6 empty] | 13 | [6 empty] | 3 | [6 empty] | 3 | [6 empty] | 3 | [6 empty] | 3 | [6 empty] | 3 | [6 empty] | 3 | [6 empty] | 4 | [6 empty] | 4 | [6 empty] | 4 | [6 empty] | 4 | [6 empty] | 4 | [6 empty] | 4 | [6 empty] | 7 | [6 empty] | 7 | [6 empty] | 7 | [6 empty] | 7 | [6 empty] | 7 | [6 empty] | 7 | [6 empty] | 9 | [6 empty] | 9 | [6 empty] | 9 | [6 empty] | 9 | [6 empty] | 9 | [6 empty] | 9 | [6 empty] | 12 | [6 empty] | 12 | [6 empty] | 12 | [6 empty] | 12 | [6 empty] | 12 | [6 empty] | 12 | [6 empty] | 13 | [6 empty] | 13 | [6 empty] | 13 | [6 empty] | 13 | [6 empty] | 13 | [6 empty] | 13 | [6 empty] | 3 | [6 empty] | 3 | [6 empty] | 3 | [6 empty] | 3 | [6 empty] | 3 | [6 empty] | 3 | [6 empty] | 4 | [6 empty] | 4 | [6 empty] | 4 | [6 empty] | 4 | [6 empty] | 4 | [6 empty] | 4 | [6 empty] | 7 | [6 empty] | 7 | [6 empty] | 7 | [6 empty] | 7 | [6 empty] | 7 | [6 empty] | 7 | [6 empty] | 9 | [6 empty] | 9 | [6 empty] | 9 | [6 empty] | 9 | [6 empty] | 9 | [6 empty] | 9 | [6 empty] | 12 | [6 empty] | 12 | [6 empty] | 12 | [6 empty] | 12 | [6 empty] | 12 | [6 empty] | 12 | [6 empty] | 13 | [6 empty] | 13 | [6 empty] | 13 | [6 empty] | 13 | [6 empty] | 13 | [6 empty] | 13
Stories | Stories |  |  |  |  | 1 | [6 empty] | 1 | [6 empty] | 1 | [6 empty] | 2 | [6 empty] | 2 | [6 empty] | 2 | [6 empty] | 1 | [6 empty] | 1 | [6 empty] | 1 | [6 empty] | 2 | [6 empty] | 2 | [6 empty] | 2 | [6 empty] | 1 | [6 empty] | 1 | [6 empty] | 1 | [6 empty] | 2 | [6 empty] | 2 | [6 empty] | 2 | [6 empty] | 1 | [6 empty] | 1 | [6 empty] | 1 | [6 empty] | 2 | [6 empty] | 2 | [6 empty] | 2 | [6 empty] | 1 | [6 empty] | 1 | [6 empty] | 1 | [6 empty] | 2 | [6 empty] | 2 | [6 empty] | 2 | [6 empty] | 1 | [6 empty] | 1 | [6 empty] | 1 | [6 empty] | 2 | [6 empty] | 2 | [6 empty] | 2 | [6 empty] | 1 | [6 empty] | 1 | [6 empty] | 1 | [6 empty] | 2 | [6 empty] | 2 | [6 empty] | 2 | [6 empty] | 1 | [6 empty] | 1 | [6 empty] | 1 | [6 empty] | 2 | [6 empty] | 2 | [6 empty] | 2 | [6 empty] | 1 | [6 empty] | 1 | [6 empty] | 1 | [6 empty] | 2 | [6 empty] | 2 | [6 empty] | 2 | [6 empty] | 1 | [6 empty] | 1 | [6 empty] | 1 | [6 empty] | 2 | [6 empty] | 2 | [6 empty] | 2 | [6 empty] | 1 | [6 empty] | 1 | [6 empty] | 1 | [6 empty] | 2 | [6 empty] | 2 | [6 empty] | 2 | [6 empty] | 1 | [6 empty] | 1 | [6 empty] | 1 | [6 empty] | 2 | [6 empty] | 2 | [6 empty] | 2 | [6 empty] | 1 | [6 empty] | 1 | [6 empty] | 1 | [6 empty] | 2 | [6 empty] | 2 | [6 empty] | 2 | [6 empty] | 1 | [6 empty] | 1 | [6 empty] | 1 | [6 empty] | 2 | [6 empty] | 2 | [6 empty] | 2 | [6 empty] | 1 | [6 empty] | 1 | [6 empty] | 1 | [6 empty] | 2 | [6 empty] | 2 | [6 empty] | 2 | [6 empty] | 1 | [6 empty] | 1 | [6 empty] | 1 | [6 empty] | 2 | [6 empty] | 2 | [6 empty] | 2 | [6 empty] | 1 | [6 empty] | 1 | [6 empty] | 1 | [6 empty] | 2 | [6 empty] | 2 | [6 empty] | 2 | [6 empty] | 1 | [6 empty] | 1 | [6 empty] | 1 | [6 empty] | 2 | [6 empty] | 2 | [6 empty] | 2 | [6 empty] | 1 | [6 empty] | 1 | [6 empty] | 1 | [6 empty] | 2 | [6 empty] | 2 | [6 empty] | 2 | [6 empty] | 1 | [6 empty] | 1 | [6 empty] | 1 | [6 empty] | 2 | [6 empty] | 2 | [6 empty] | 2 | [6 empty] | 1 | [6 empty] | 1 | [6 empty] | 1 | [6 empty] | 2 | [6 empty] | 2 | [6 empty] | 2 | [6 empty] | 1 | [6 empty] | 1 | [6 empty] | 1 | [6 empty] | 2 | [6 empty] | 2 | [6 empty] | 2 | [6 empty] | 1 | [6 empty] | 1 | [6 empty] | 1 | [6 empty] | 2 | [6 empty] | 2 | [6 empty] | 2 | [6 empty] | 1 | [6 empty] | 1 | [6 empty] | 1 | [6 empty] | 2 | [6 empty] | 2 | [6 empty] | 2 | [6 empty] | 1 | [6 empty] | 1 | [6 empty] | 1 | [6 empty] | 2 | [6 empty] | 2 | [6 empty] | 2 | [6 empty] | 1 | [6 empty] | 1 | [6 empty] | 1 | [6 empty] | 2 | [6 empty] | 2 | [6 empty] | 2 | [6 empty] | 1 | [6 empty] | 1 | [6 empty] | 1 | [6 empty] | 2 | [6 empty] | 2 | [6 empty] | 2 | [6 empty] | 1 | [6 empty] | 1 | [6 empty] | 1 | [6 empty] | 2 | [6 empty] | 2 | [6 empty] | 2 | [6 empty] | 1 | [6 empty] | 1 | [6 empty] | 1 | [6 empty] | 2 | [6 empty] | 2 | [6 empty] | 2 | [6 empty] | 1 | [6 empty] | 1 | [6 empty] | 1 | [6 empty] | 2 | [6 empty] | 2 | [6 empty] | 2 | [6 empty] | 1 | [6 empty] | 1 | [6 empty] | 1 | [6 empty] | 2 | [6 empty] | 2 | [6 empty] | 2 | [6 empty] | 1 | [6 empty] | 1 | [6 empty] | 1 | [6 empty] | 2 | [6 empty] | 2 | [6 empty] | 2 | [6 empty] | 1 | [6 empty] | 1 | [6 empty] | 1 | [6 empty] | 2 | [6 empty] | 2 | [6 empty] | 2 | [6 empty] | 1 | [6 empty] | 1 | [6 empty] | 1 | [6 empty] | 2 | [6 empty] | 2 | [6 empty] | 2 | [6 empty] | 1 | [6 empty] | 1 | [6 empty] | 1 | [6 empty] | 2 | [6 empty] | 2 | [6 empty] | 2 | [6 empty] | 1 | [6 empty] | 1 | [6 empty] | 1 | [6 empty] | 2 | [6 empty] | 2 | [6 empty] | 2 | [6 empty] | 1 | [6 empty] | 1 | [6 empty] | 1 | [6 empty] | 2 | [6 empty] | 2 | [6 empty] | 2 | [6 empty] | 1 | [6 empty] | 1 | [6 empty] | 1 | [6 empty] | 2 | [6 empty] | 2 | [6 empty] | 2 | [6 empty] | 1 | [6 empty] | 1 | [6 empty] | 1 | [6 empty] | 2 | [6 empty] | 2 | [6 empty] | 2 | [6 empty] | 1 | [6 empty] | 1 | [6 empty] | 1 | [6 empty] | 2 | [6 empty] | 2 | [6 empty] | 2 | [6 empty] | 1 | [6 empty] | 1 | [6 empty] | 1 | [6 empty] | 2 | [6 empty] | 2 | [6 empty] | 2 | [6 empty] | 1 | [6 empty] | 1 | [6 empty] | 1 | [6 empty] | 2 | [6 empty] | 2 | [6 empty] | 2 | [6 empty] | 1 | [6 empty] | 1 | [6 empty] | 1 | [6 empty] | 2 | [6 empty] | 2 | [6 empty] | 2 | [6 empty] | 1 | [6 empty] | 1 | [6 empty] | 1 | [6 empty] | 2 | [6 empty] | 2 | [6 empty] | 2 | [6 empty] | 1 | [6 empty] | 1 | [6 empty] | 1 | [6 empty] | 2 | [6 empty] | 2 | [6 empty] | 2 | [6 empty] | 1 | [6 empty] | 1 | [6 empty] | 1 | [6 empty] | 2 | [6 empty] | 2 | [6 empty] | 2 | [6 empty] | 1 | [6 empty] | 1 | [6 empty] | 1 | [6 empty] | 2 | [6 empty] | 2 | [6 empty] | 2 | [6 empty] | 1 | [6 empty] | 1 | [6 empty] | 1 | [6 empty] | 2 | [6 empty] | 2 | [6 empty] | 2
Impact, Confidence Interval | Impact | Confidence Interval (90%) |  |  |  | kWh | 0.047037 | [5 empty] | therms | 0.014181 | [5 empty] | kW | 0.0011478 | [5 empty] | kWh | 0.00078249 | [5 empty] | therms | 0.0060381 | [5 empty] | kW | 0.00060935 | [5 empty] | kWh | 0.00025911 | [5 empty] | therms | 0.011358 | [5 empty] | kW | 0.0010646 | [5 empty] | kWh | 0.0025419 | [5 empty] | therms | 0.0056346 | [5 empty] | kW | 0.00077034 | [5 empty] | kWh | 0.00051118 | [5 empty] | therms | 0.010796 | [5 empty] | kW | 0.0012649 | [5 empty] | kWh | 0.0021775 | [5 empty] | therms | 0.0055502 | [5 empty] | kW | 5.527e-05 | [5 empty] | kWh | 0.00036808 | [5 empty] | therms | 0.0098487 | [5 empty] | kW | 0.0014342 | [5 empty] | kWh | 0.0028126 | [5 empty] | therms | 0.0039114 | [5 empty] | kW | 0.00079674 | [5 empty] | kWh | 0.00031797 | [5 empty] | therms | 0.013331 | [5 empty] | kW | 0.0015403 | [5 empty] | kWh | 0.0027644 | [5 empty] | therms | 0.0053563 | [5 empty] | kW | 7.5564e-05 | [5 empty] | kWh | 0.0013599 | [5 empty] | therms | 0.012887 | [5 empty] | kW | 0.0018161 | [5 empty] | kWh | 0.014172 | [5 empty] | therms | 0.004947 | [5 empty] | kW | 9.0739e-05 | [5 empty] | kWh | 0.03089 | [5 empty] | therms | 0.0097906 | [5 empty] | kW | 0.00086232 | [5 empty] | kWh | 0.024428 | [5 empty] | therms | 0.0086109 | [5 empty] | kW | 0.00053317 | [5 empty] | kWh | 0.00020304 | [5 empty] | therms | 0.011802 | [5 empty] | kW | 0.00085903 | [5 empty] | kWh | 0.0015498 | [5 empty] | therms | 0.0089238 | [5 empty] | kW | 0.00073243 | [5 empty] | kWh | 0.064614 | [5 empty] | therms | 0.010316 | [5 empty] | kW | 0.00094011 | [5 empty] | kWh | 0.0012437 | [5 empty] | therms | 0.0072442 | [5 empty] | kW | 0.00072676 | [5 empty] | kWh | 0.00025987 | [5 empty] | therms | 0.0086239 | [5 empty] | kW | 0.00095971 | [5 empty] | kWh | 0.0020056 | [5 empty] | therms | 0.0064883 | [5 empty] | kW | 0.00060261 | [5 empty] | kWh | 0.00021365 | [5 empty] | therms | 0.010721 | [5 empty] | kW | 0.0010852 | [5 empty] | kWh | 0.0019343 | [5 empty] | therms | 0.0083756 | [5 empty] | kW | 0.00082953 | [5 empty] | kWh | 0.00074873 | [5 empty] | therms | 0.010563 | [5 empty] | kW | 0.0012953 | [5 empty] | kWh | 0.0041904 | [5 empty] | therms | 0.0081418 | [5 empty] | kW | 0.001066 | [5 empty] | kWh | 0.0061831 | [5 empty] | therms | 0.0092552 | [5 empty] | kW | 8.8222e-07 | [5 empty] | kWh | 0.0026385 | [5 empty] | therms | 0.0051533 | [5 empty] | kW | 3.5163e-07 | [5 empty] | kWh | 0.0053893 | [5 empty] | therms | 0.0096824 | [5 empty] | kW | 8.8114e-07 | [5 empty] | kWh | 0.0026786 | [5 empty] | therms | 0.0052379 | [5 empty] | kW | 3.773e-07 | [5 empty] | kWh | 0.0072056 | [5 empty] | therms | 0.012495 | [5 empty] | kW | 6.8379e-07 | [5 empty] | kWh | 0.0024223 | [5 empty] | therms | 0.0054448 | [5 empty] | kW | 3.089e-07 | [5 empty] | kWh | 0.0068156 | [5 empty] | therms | 0.010721 | [5 empty] | kW | 9.3195e-07 | [5 empty] | kWh | 0.0020594 | [5 empty] | therms | 0.0045893 | [5 empty] | kW | 4.2807e-07 | [5 empty] | kWh | 0.010442 | [5 empty] | therms | 0.014993 | [5 empty] | kW | 1.24e-06 | [5 empty] | kWh | 0.00011782 | [5 empty] | therms | 0.0063818 | [5 empty] | kW | 4.1275e-07 | [5 empty] | kWh | 0.017996 | [5 empty] | therms | 0.020975 | [5 empty] | kW | 1.0761e-06 | [5 empty] | kWh | 0.0002921 | [5 empty] | therms | 0.0086974 | [5 empty] | kW | 4.1014e-07 | [5 empty] | kWh | 0.0045952 | [5 empty] | therms | 0.0087791 | [5 empty] | kW | 8.502e-07 | [5 empty] | kWh | 0.0017013 | [5 empty] | therms | 0.0063067 | [5 empty] | kW | 3.4407e-07 | [5 empty] | kWh | 0.0042932 | [5 empty] | therms | 0.0097802 | [5 empty] | kW | 8.2231e-07 | [5 empty] | kWh | 0.0018281 | [5 empty] | therms | 0.0067138 | [5 empty] | kW | 3.9686e-07 | [5 empty] | kWh | 0.003133 | [5 empty] | therms | 0.010268 | [5 empty] | kW | 8.0845e-07 | [5 empty] | kWh | 0.0012874 | [5 empty] | therms | 0.0072104 | [5 empty] | kW | 1.121e-05 | [5 empty] | kWh | 0.0033795 | [5 empty] | therms | 0.0096473 | [5 empty] | kW | 9.2564e-07 | [5 empty] | kWh | 0.0014825 | [5 empty] | therms | 0.0062929 | [5 empty] | kW | 5.1079e-07 | [5 empty] | kWh | 0.0028136 | [5 empty] | therms | 0.012784 | [5 empty] | kW | 1.16e-06 | [5 empty] | kWh | 0.0012168 | [5 empty] | therms | 0.0084649 | [5 empty] | kW | 4.279e-07 | [5 empty] | kWh | 0.0020879 | [5 empty] | therms | 0.016934 | [5 empty] | kW | 9.9216e-07 | [5 empty] | kWh | 0.0012195 | [5 empty] | therms | 0.01615 | [5 empty] | kW | 4.3829e-07 | [5 empty] | kWh | 0.038297 | [5 empty] | therms | 0.012806 | [5 empty] | kW | 0.0011159 | [5 empty] | kWh | 0.017937 | [5 empty] | therms | 0.0062422 | [5 empty] | kW | 0.00062328 | [5 empty] | kWh | 0.00095519 | [5 empty] | therms | 0.01215 | [5 empty] | kW | 0.00097341 | [5 empty] | kWh | 0.0022445 | [5 empty] | therms | 0.0059368 | [5 empty] | kW | 6.2601e-05 | [5 empty] | kWh | 0.076601 | [5 empty] | therms | 0.010703 | [5 empty] | kW | 0.0013586 | [5 empty] | kWh | 0.0017084 | [5 empty] | therms | 0.0054837 | [5 empty] | kW | 6.9743e-05 | [5 empty] | kWh | 0.00068565 | [5 empty] | therms | 0.0092622 | [5 empty] | kW | 0.0014869 | [5 empty] | kWh | 0.0025319 | [5 empty] | therms | 0.0036202 | [5 empty] | kW | 6.7939e-05 | [5 empty] | kWh | 0.0013351 | [5 empty] | therms | 0.012802 | [5 empty] | kW | 0.0014902 | [5 empty] | kWh | 0.0044417 | [5 empty] | therms | 0.0054774 | [5 empty] | kW | 8.0853e-05 | [5 empty] | kWh | 0.00083436 | [5 empty] | therms | 0.012551 | [5 empty] | kW | 0.0018778 | [5 empty] | kWh | 0.014792 | [5 empty] | therms | 0.0048863 | [5 empty] | kW | 0.00010504 | [5 empty] | kWh | 0.041238 | [5 empty] | therms | 0.008739 | [5 empty] | kW | 0.0011808 | [5 empty] | kWh | 0.017406 | [5 empty] | therms | 0.011328 | [5 empty] | kW | 0.00053125 | [5 empty] | kWh | 0.047762 | [5 empty] | therms | 0.010687 | [5 empty] | kW | 0.0009358 | [5 empty] | kWh | 0.0010671 | [5 empty] | therms | 0.010379 | [5 empty] | kW | 5.6193e-05 | [5 empty] | kWh | 0.075504 | [5 empty] | therms | 0.010573 | [5 empty] | kW | 0.0010981 | [5 empty] | kWh | 0.044317 | [5 empty] | therms | 0.0091411 | [5 empty] | kW | 0.00077118 | [5 empty] | kWh | 0.00020983 | [5 empty] | therms | 0.0075292 | [5 empty] | kW | 0.0010143 | [5 empty] | kWh | 0.0010678 | [5 empty] | therms | 0.0085269 | [5 empty] | kW | 0.00055772 | [5 empty] | kWh | 0.001115 | [5 empty] | therms | 0.010126 | [5 empty] | kW | 0.0011516 | [5 empty] | kWh | 0.0016453 | [5 empty] | therms | 0.010664 | [5 empty] | kW | 0.0009623 | [5 empty] | kWh | 0.00048333 | [5 empty] | therms | 0.009847 | [5 empty] | kW | 0.0014542 | [5 empty] | kWh | 0.0039888 | [5 empty] | therms | 0.0096538 | [5 empty] | kW | 0.0013727 | [5 empty] | kWh | 0.0057412 | [5 empty] | therms | 0.0091557 | [5 empty] | kW | 8.911e-07 | [5 empty] | kWh | 0.0026175 | [5 empty] | therms | 0.0052333 | [5 empty] | kW | 2.775e-07 | [5 empty] | kWh | 0.0055153 | [5 empty] | therms | 0.0096209 | [5 empty] | kW | 9.2179e-07 | [5 empty] | kWh | 0.0025286 | [5 empty] | therms | 0.0048139 | [5 empty] | kW | 3.0869e-07 | [5 empty] | kWh | 0.0070538 | [5 empty] | therms | 0.010289 | [5 empty] | kW | 7.2136e-07 | [5 empty] | kWh | 0.0026542 | [5 empty] | therms | 0.0051993 | [5 empty] | kW | 2.7396e-07 | [5 empty] | kWh | 0.0068663 | [5 empty] | therms | 0.010223 | [5 empty] | kW | 1.088e-06 | [5 empty] | kWh | 0.0020118 | [5 empty] | therms | 0.0041451 | [5 empty] | kW | 3.6407e-07 | [5 empty] | kWh | 0.009649 | [5 empty] | therms | 0.013889 | [5 empty] | kW | 1.3666e-06 | [5 empty] | kWh | 0.00011499 | [5 empty] | therms | 0.0064371 | [5 empty] | kW | 3.7717e-07 | [5 empty] | kWh | 0.017166 | [5 empty] | therms | 0.019596 | [5 empty] | kW | 1.1005e-06 | [5 empty] | kWh | 0.00017385 | [5 empty] | therms | 0.008747 | [5 empty] | kW | 3.6351e-07 | [5 empty] | kWh | 0.0040764 | [5 empty] | therms | 0.0088867 | [5 empty] | kW | 8.3395e-07 | [5 empty] | kWh | 0.0028935 | [5 empty] | therms | 0.0072041 | [5 empty] | kW | 2.471e-07 | [5 empty] | kWh | 0.0030318 | [5 empty] | therms | 0.00945 | [5 empty] | kW | 9.1096e-07 | [5 empty] | kWh | 0.0026143 | [5 empty] | therms | 0.0076884 | [5 empty] | kW | 3.4654e-07 | [5 empty] | kWh | 0.0024598 | [5 empty] | therms | 0.010463 | [5 empty] | kW | 6.4625e-07 | [5 empty] | kWh | 0.00090826 | [5 empty] | therms | 0.0077531 | [5 empty] | kW | 2.5643e-07 | [5 empty] | kWh | 0.0026443 | [5 empty] | therms | 0.0094135 | [5 empty] | kW | 9.8909e-07 | [5 empty] | kWh | 0.0016865 | [5 empty] | therms | 0.0073389 | [5 empty] | kW | 3.8881e-07 | [5 empty] | kWh | 0.0021727 | [5 empty] | therms | 0.012218 | [5 empty] | kW | 1.2703e-06 | [5 empty] | kWh | 0.0013573 | [5 empty] | therms | 0.0093094 | [5 empty] | kW | 3.5534e-07 | [5 empty] | kWh | 0.0016017 | [5 empty] | therms | 0.017794 | [5 empty] | kW | 1.1031e-06 | [5 empty] | kWh | 0.00095682 | [5 empty] | therms | 0.011664 | [5 empty] | kW | 3.6276e-07
Result |  |  | 0 | 0 | 0 |  |  |  |  | #VALUE! | #VALUE! | #VALUE! |  |  |  |  | #VALUE! | #VALUE! | #VALUE! |  |  |  |  | #VALUE! | #VALUE! | #VALUE! |  |  |  |  | #VALUE! | #VALUE! | #VALUE! |  |  |  |  | #VALUE! | #VALUE! | #VALUE! |  |  |  |  | #VALUE! | #VALUE! | #VALUE! |  |  |  |  | #VALUE! | #VALUE! | #VALUE! |  |  |  |  | #VALUE! | #VALUE! | #VALUE! |  |  |  |  | #VALUE! | #VALUE! | #VALUE! |  |  |  |  | #VALUE! | #VALUE! | #VALUE! |  |  |  |  | #VALUE! | #VALUE! | #VALUE! |  |  |  |  | #VALUE! | #VALUE! | #VALUE! |  |  |  |  | #VALUE! | #VALUE! | #VALUE! |  |  |  |  | #VALUE! | #VALUE! | #VALUE! |  |  |  |  | #VALUE! | #VALUE! | #VALUE! |  |  |  |  | #VALUE! | #VALUE! | #VALUE! |  |  |  |  | #VALUE! | #VALUE! | #VALUE! |  |  |  |  | #VALUE! | #VALUE! | #VALUE! |  |  |  |  | #VALUE! | #VALUE! | #VALUE! |  |  |  |  | #VALUE! | #VALUE! | #VALUE! |  |  |  |  | #VALUE! | #VALUE! | #VALUE! |  |  |  |  | #VALUE! | #VALUE! | #VALUE! |  |  |  |  | #VALUE! | #VALUE! | #VALUE! |  |  |  |  | #VALUE! | #VALUE! | #VALUE! |  |  |  |  | #VALUE! | #VALUE! | #VALUE! |  |  |  |  | #VALUE! | #VALUE! | #VALUE! |  |  |  |  | #VALUE! | #VALUE! | #VALUE! |  |  |  |  | #VALUE! | #VALUE! | #VALUE! |  |  |  |  | #VALUE! | #VALUE! | #VALUE! |  |  |  |  | #VALUE! | #VALUE! | #VALUE! |  |  |  |  | #VALUE! | #VALUE! | #VALUE! |  |  |  |  | #VALUE! | #VALUE! | #VALUE! |  |  |  |  | #VALUE! | #VALUE! | #VALUE! |  |  |  |  | #VALUE! | #VALUE! | #VALUE! |  |  |  |  | #VALUE! | #VALUE! | #VALUE! |  |  |  |  | #VALUE! | #VALUE! | #VALUE! |  |  |  |  | #VALUE! | #VALUE! | #VALUE! |  |  |  |  | #VALUE! | #VALUE! | #VALUE! |  |  |  |  | #VALUE! | #VALUE! | #VALUE! |  |  |  |  | #VALUE! | #VALUE! | #VALUE! |  |  |  |  | #VALUE! | #VALUE! | #VALUE! |  |  |  |  | #VALUE! | #VALUE! | #VALUE! |  |  |  |  | #VALUE! | #VALUE! | #VALUE! |  |  |  |  | #VALUE! | #VALUE! | #VALUE! |  |  |  |  | #VALUE! | #VALUE! | #VALUE! |  |  |  |  | #VALUE! | #VALUE! | #VALUE! |  |  |  |  | #VALUE! | #VALUE! | #VALUE! |  |  |  |  | #VALUE! | #VALUE! | #VALUE! |  |  |  |  | #VALUE! | #VALUE! | #VALUE! |  |  |  |  | #VALUE! | #VALUE! | #VALUE! |  |  |  |  | #VALUE! | #VALUE! | #VALUE! |  |  |  |  | #VALUE! | #VALUE! | #VALUE! |  |  |  |  | #VALUE! | #VALUE! | #VALUE! |  |  |  |  | #VALUE! | #VALUE! | #VALUE! |  |  |  |  | #VALUE! | #VALUE! | #VALUE! |  |  |  |  | #VALUE! | #VALUE! | #VALUE! |  |  |  |  | #VALUE! | #VALUE! | #VALUE! |  |  |  |  | #VALUE! | #VALUE! | #VALUE! |  |  |  |  | #VALUE! | #VALUE! | #VALUE! |  |  |  |  | #VALUE! | #VALUE! | #VALUE! |  |  |  |  | #VALUE! | #VALUE! | #VALUE! |  |  |  |  | #VALUE! | #VALUE! | #VALUE! |  |  |  |  | #VALUE! | #VALUE! | #VALUE! |  |  |  |  | #VALUE! | #VALUE! | #VALUE! |  |  |  |  | #VALUE! | #VALUE! | #VALUE! |  |  |  |  | #VALUE! | #VALUE! | #VALUE! |  |  |  |  | #VALUE! | #VALUE! | #VALUE! |  |  |  |  | #VALUE! | #VALUE! | #VALUE! |  |  |  |  | #VALUE! | #VALUE! | #VALUE! |  |  |  |  | #VALUE! | #VALUE! | #VALUE! |  |  |  |  | #VALUE! | #VALUE! | #VALUE! |  |  |  |  | #VALUE! | #VALUE! | #VALUE! |  |  |  |  | #VALUE! | #VALUE! | #VALUE! |  |  |  |  | #VALUE! | #VALUE! | #VALUE! |  |  |  |  | #VALUE! | #VALUE! | #VALUE! |  |  |  |  | #VALUE! | #VALUE! | #VALUE! |  |  |  |  | #VALUE! | #VALUE! | #VALUE! |  |  |  |  | #VALUE! | #VALUE! | #VALUE! |  |  |  |  | #VALUE! | #VALUE! | #VALUE! |  |  |  |  | #VALUE! | #VALUE! | #VALUE! |  |  |  |  | #VALUE! | #VALUE! | #VALUE! |  |  |  |  | #VALUE! | #VALUE! | #VALUE! |  |  |  |  | #VALUE! | #VALUE! | #VALUE! |  |  |  |  | #VALUE! | #VALUE! | #VALUE! |  |  |  |  | #VALUE! | #VALUE! | #VALUE! |  |  |  |  | #VALUE! | #VALUE! | #VALUE! |  |  |  |  | #VALUE! | #VALUE! | #VALUE! |  |  |  |  | #VALUE! | #VALUE! | #VALUE! |  |  |  |  | #VALUE! | #VALUE! | #VALUE! |  |  |  |  | #VALUE! | #VALUE! | #VALUE! |  |  |  |  | #VALUE! | #VALUE! | #VALUE! |  |  |  |  | #VALUE! | #VALUE! | #VALUE! |  |  |  |  | #VALUE! | #VALUE! | #VALUE! |  |  |  |  | #VALUE! | #VALUE! | #VALUE! |  |  |  |  | #VALUE! | #VALUE! | #VALUE! |  |  |  |  | #VALUE! | #VALUE! | #VALUE! |  |  |  |  | #VALUE! | #VALUE! | #VALUE! |  |  |  |  | #VALUE! | #VALUE! | #VALUE! |  |  |  |  | #VALUE! | #VALUE! | #VALUE! |  |  |  |  | #VALUE! | #VALUE! | #VALUE! |  |  |  |  | #VALUE! | #VALUE! | #VALUE! |  |  |  |  | #VALUE! | #VALUE! | #VALUE! |  |  |  |  | #VALUE! | #VALUE! | #VALUE! |  |  |  |  | #VALUE! | #VALUE! | #VALUE! |  |  |  |  | #VALUE! | #VALUE! | #VALUE! |  |  |  |  | #VALUE! | #VALUE! | #VALUE! |  |  |  |  | #VALUE! | #VALUE! | #VALUE! |  |  |  |  | #VALUE! | #VALUE! | #VALUE! |  |  |  |  | #VALUE! | #VALUE! | #VALUE! |  |  |  |  | #VALUE! | #VALUE! | #VALUE! |  |  |  |  | #VALUE! | #VALUE! | #VALUE! |  |  |  |  | #VALUE! | #VALUE! | #VALUE! |  |  |  |  | #VALUE! | #VALUE! | #VALUE! |  |  |  |  | #VALUE! | #VALUE! | #VALUE! |  |  |  |  | #VALUE! | #VALUE! | #VALUE! |  |  |  |  | #VALUE! | #VALUE! | #VALUE! |  |  |  |  | #VALUE! | #VALUE! | #VALUE! |  |  |  |  | #VALUE! | #VALUE! | #VALUE! |  |  |  |  | #VALUE! | #VALUE! | #VALUE! |  |  |  |  | #VALUE! | #VALUE! | #VALUE! |  |  |  |  | #VALUE! | #VALUE! | #VALUE! |  |  |  |  | #VALUE! | #VALUE! | #VALUE! |  |  |  |  | #VALUE! | #VALUE! | #VALUE! |  |  |  |  | #VALUE! | #VALUE! | #VALUE! |  |  |  |  | #VALUE! | #VALUE! | #VALUE! |  |  |  |  | #VALUE! | #VALUE! | #VALUE! |  |  |  |  | #VALUE! | #VALUE! | #VALUE! |  |  |  |  | #VALUE! | #VALUE! | #VALUE! |  |  |  |  | #VALUE! | #VALUE! | #VALUE! |  |  |  |  | #VALUE! | #VALUE! | #VALUE! |  |  |  |  | #VALUE! | #VALUE! | #VALUE! |  |  |  |  | #VALUE! | #VALUE! | #VALUE! |  |  |  |  | #VALUE! | #VALUE! | #VALUE! |  |  |  |  | #VALUE! | #VALUE! | #VALUE! |  |  |  |  | #VALUE! | #VALUE! | #VALUE! |  |  |  |  | #VALUE! | #VALUE! | #VALUE! |  |  |  |  | #VALUE! | #VALUE! | #VALUE! |  |  |  |  | #VALUE! | #VALUE! | #VALUE! |  |  |  |  | #VALUE! | #VALUE! | #VALUE! |  |  |  |  | #VALUE! | #VALUE! | #VALUE! |  |  |  |  | #VALUE! | #VALUE! | #VALUE! |  |  |  |  | #VALUE! | #VALUE! | #VALUE! |  |  |  |  | #VALUE! | #VALUE! | #VALUE! |  |  |  |  | #VALUE! | #VALUE! | #VALUE! |  |  |  |  | #VALUE! | #VALUE! | #VALUE! |  |  |  |  | #VALUE! | #VALUE! | #VALUE! |  |  |  |  | #VALUE! | #VALUE! | #VALUE! |  |  |  |  | #VALUE! | #VALUE! | #VALUE! |  |  |  |  | #VALUE! | #VALUE! | #VALUE! |  |  |  |  | #VALUE! | #VALUE! | #VALUE! |  |  |  |  | #VALUE! | #VALUE! | #VALUE! |  |  |  |  | #VALUE! | #VALUE! | #VALUE! |  |  |  |  | #VALUE! | #VALUE! | #VALUE! |  |  |  |  | #VALUE! | #VALUE! | #VALUE! |  |  |  |  | #VALUE! | #VALUE! | #VALUE! |  |  |  |  | #VALUE! | #VALUE! | #VALUE! |  |  |  |  | #VALUE! | #VALUE! | #VALUE! |  |  |  |  | #VALUE! | #VALUE! | #VALUE! |  |  |  |  | #VALUE! | #VALUE! | #VALUE! |  |  |  |  | #VALUE! | #VALUE! | #VALUE! |  |  |  |  | #VALUE! | #VALUE! | #VALUE! |  |  |  |  | #VALUE! | #VALUE! | #VALUE! |  |  |  |  | #VALUE! | #VALUE! | #VALUE! |  |  |  |  | #VALUE! | #VALUE! | #VALUE! |  |  |  |  | #VALUE! | #VALUE! | #VALUE! |  |  |  |  | #VALUE! | #VALUE! | #VALUE! |  |  |  |  | #VALUE! | #VALUE! | #VALUE! |  |  |  |  | #VALUE! | #VALUE! | #VALUE! |  |  |  |  | #VALUE! | #VALUE! | #VALUE! |  |  |  |  | #VALUE! | #VALUE! | #VALUE! |  |  |  |  | #VALUE! | #VALUE! | #VALUE! |  |  |  |  | #VALUE! | #VALUE! | #VALUE! |  |  |  |  | #VALUE! | #VALUE! | #VALUE! |  |  |  |  | #VALUE! | #VALUE! | #VALUE! |  |  |  |  | #VALUE! | #VALUE! | #VALUE! |  |  |  |  | #VALUE! | #VALUE! | #VALUE! |  |  |  |  | #VALUE! | #VALUE! | #VALUE! |  |  |  |  | #VALUE! | #VALUE! | #VALUE! |  |  |  |  | #VALUE! | #VALUE! | #VALUE! |  |  |  |  | #VALUE! | #VALUE! | #VALUE! |  |  |  |  | #VALUE! | #VALUE! | #VALUE! |  |  |  |  | #VALUE! | #VALUE! | #VALUE! |  |  |  |  | #VALUE! | #VALUE! | #VALUE! |  |  |  |  | #VALUE! | #VALUE! | #VALUE! |  |  |  |  | #VALUE! | #VALUE! | #VALUE! |  |  |  |  | #VALUE! | #VALUE! | #VALUE! |  |  |  |  | #VALUE! | #VALUE! | #VALUE! |  |  |  |  | #VALUE! | #VALUE! | #VALUE! |  |  |  |  | #VALUE! | #VALUE! | #VALUE! |  |  |  |  | #VALUE! | #VALUE! | #VALUE! |  |  |  |  | #VALUE! | #VALUE! | #VALUE! |  |  |  |  | #VALUE! | #VALUE! | #VALUE! |  |  |  |  | #VALUE! | #VALUE! | #VALUE! |  |  |  |  | #VALUE! | #VALUE! | #VALUE! |  |  |  |  | #VALUE! | #VALUE! | #VALUE! |  |  |  |  | #VALUE! | #VALUE! | #VALUE! |  |  |  |  | #VALUE! | #VALUE! | #VALUE! |  |  |  |  | #VALUE! | #VALUE! | #VALUE! |  |  |  |  | #VALUE! | #VALUE! | #VALUE! |  |  |  |  | #VALUE! | #VALUE! | #VALUE! |  |  |  |  | #VALUE! | #VALUE! | #VALUE! |  |  |  |  | #VALUE! | #VALUE! | #VALUE! |  |  |  |  | #VALUE! | #VALUE! | #VALUE! |  |  |  |  | #VALUE! | #VALUE! | #VALUE! |  |  |  |  | #VALUE! | #VALUE! | #VALUE! |  |  |  |  | #VALUE! | #VALUE! | #VALUE! |  |  |  |  | #VALUE! | #VALUE! | #VALUE! |  |  |  |  | #VALUE! | #VALUE! | #VALUE! |  |  |  |  | #VALUE! | #VALUE! | #VALUE! |  |  |  |  | #VALUE! | #VALUE! | #VALUE! |  |  |  |  | #VALUE! | #VALUE! | #VALUE! |  |  |  |  | #VALUE! | #VALUE! | #VALUE! |  |  |  |  | #VALUE! | #VALUE! | #VALUE! |  |  |  |  | #VALUE! | #VALUE! | #VALUE! |  |  |  |  | #VALUE! | #VALUE! | #VALUE! |  |  |  |  | #VALUE! | #VALUE! | #VALUE! |  |  |  |  | #VALUE! | #VALUE! | #VALUE! |  |  |  |  | #VALUE! | #VALUE! | #VALUE! |  |  |  |  | #VALUE! | #VALUE! | #VALUE! |  |  |  |  | #VALUE! | #VALUE! | #VALUE! |  |  |  |  | #VALUE! | #VALUE! | #VALUE! |  |  |  |  | #VALUE! | #VALUE! | #VALUE! |  |  |  |  | #VALUE! | #VALUE! | #VALUE! |  |  |  |  | #VALUE! | #VALUE! | #VALUE! |  |  |  |  | #VALUE! | #VALUE! | #VALUE! |  |  |  |  | #VALUE! | #VALUE! | #VALUE! |  |  |  |  | #VALUE! | #VALUE! | #VALUE! |  |  |  |  | #VALUE! | #VALUE! | #VALUE! |  |  |  |  | #VALUE! | #VALUE! | #VALUE! |  |  |  |  | #VALUE! | #VALUE! | #VALUE! |  |  |  |  | #VALUE! | #VALUE! | #VALUE! |  |  |  |  | #VALUE! | #VALUE! | #VALUE! |  |  |  |  | #VALUE! | #VALUE! | #VALUE! |  |  |  |  | #VALUE! | #VALUE! | #VALUE! |  |  |  |  | #VALUE! | #VALUE! | #VALUE! |  |  |  |  | #VALUE! | #VALUE! | #VALUE! |  |  |  |  | #VALUE! | #VALUE! | #VALUE! |  |  |  |  | #VALUE! | #VALUE! | #VALUE! |  |  |  |  | #VALUE! | #VALUE! | #VALUE! |  |  |  |  | #VALUE! | #VALUE! | #VALUE! |  |  |  |  | #VALUE! | #VALUE! | #VALUE! |  |  |  |  | #VALUE! | #VALUE! | #VALUE! |  |  |  |  | #VALUE! | #VALUE! | #VALUE! |  |  |  |  | #VALUE! | #VALUE! | #VALUE! |  |  |  |  | #VALUE! | #VALUE! | #VALUE! |  |  |  |  | #VALUE! | #VALUE! | #VALUE! |  |  |  |  | #VALUE! | #VALUE! | #VALUE! |  |  |  |  | #VALUE! | #VALUE! | #VALUE! |  |  |  |  | #VALUE! | #VALUE! | #VALUE! |  |  |  |  | #VALUE! | #VALUE! | #VALUE! |  |  |  |  | #VALUE! | #VALUE! | #VALUE! |  |  |  |  | #VALUE! | #VALUE! | #VALUE! |  |  |  |  | #VALUE! | #VALUE! | #VALUE! |  |  |  |  | #VALUE! | #VALUE! | #VALUE! |  |  |  |  | #VALUE! | #VALUE! | #VALUE! |  |  |  |  | #VALUE! | #VALUE! | #VALUE! |  |  |  |  | #VALUE! | #VALUE! | #VALUE! |  |  |  |  | #VALUE! | #VALUE! | #VALUE! |  |  |  |  | #VALUE! | #VALUE! | #VALUE! |  |  |  |  | #VALUE! | #VALUE! | #VALUE! |  |  |  |  | #VALUE! | #VALUE! | #VALUE! |  |  |  |  | #VALUE! | #VALUE! | #VALUE! |  |  |  |  | #VALUE! | #VALUE! | #VALUE! |  |  |  |  | #VALUE! | #VALUE! | #VALUE! |  |  |  |  | #VALUE! | #VALUE! | #VALUE! |  |  |  |  | #VALUE! | #VALUE! | #VALUE! |  |  |  |  | #VALUE! | #VALUE! | #VALUE! |  |  |  |  | #VALUE! | #VALUE! | #VALUE! |  |  |  |  | #VALUE! | #VALUE! | #VALUE! |  |  |  |  | #VALUE! | #VALUE! | #VALUE! |  |  |  |  | #VALUE! | #VALUE! | #VALUE! |  |  |  |  | #VALUE! | #VALUE! | #VALUE! |  |  |  |  | #VALUE! | #VALUE! | #VALUE! |  |  |  |  | #VALUE! | #VALUE! | #VALUE! |  |  |  |  | #VALUE! | #VALUE! | #VALUE! |  |  |  |  | #VALUE! | #VALUE! | #VALUE! |  |  |  |  | #VALUE! | #VALUE! | #VALUE! |  |  |  |  | #VALUE! | #VALUE! | #VALUE! |  |  |  |  | #VALUE! | #VALUE! | #VALUE! |  |  |  |  | #VALUE! | #VALUE! | #VALUE! |  |  |  |  | #VALUE! | #VALUE! | #VALUE! |  |  |  |  | #VALUE! | #VALUE! | #VALUE! |  |  |  |  | #VALUE! | #VALUE! | #VALUE! |  |  |  |  | #VALUE! | #VALUE! | #VALUE! |  |  |  |  | #VALUE! | #VALUE! | #VALUE! |  |  |  |  | #VALUE! | #VALUE! | #VALUE! |  |  |  |  | #VALUE! | #VALUE! | #VALUE! |  |  |  |  | #VALUE! | #VALUE! | #VALUE!
Transform name | Transform Name |  | Transform Name | Transform Name | Transform Name | kWh |  |  |  | kWh | kWh | kWh | Sqrt(therms) |  |  |  | Sqrt(therms) | Sqrt(therms) | Sqrt(therms) | Sqrt(kW) |  |  |  | Sqrt(kW) | Sqrt(kW) | Sqrt(kW) | (kWh)^-2.68 |  |  |  | (kWh)^-2.68 | (kWh)^-2.68 | (kWh)^-2.68 | Sqrt(therms) |  |  |  | Sqrt(therms) | Sqrt(therms) | Sqrt(therms) | Sqrt(kW) |  |  |  | Sqrt(kW) | Sqrt(kW) | Sqrt(kW) | (kWh)^-2.72 |  |  |  | (kWh)^-2.72 | (kWh)^-2.72 | (kWh)^-2.72 | Sqrt(therms) |  |  |  | Sqrt(therms) | Sqrt(therms) | Sqrt(therms) | Sqrt(kW) |  |  |  | Sqrt(kW) | Sqrt(kW) | Sqrt(kW) | 1/(kWh) |  |  |  | 1/(kWh) | 1/(kWh) | 1/(kWh) | Sqrt(therms) |  |  |  | Sqrt(therms) | Sqrt(therms) | Sqrt(therms) | Sqrt(kW) |  |  |  | Sqrt(kW) | Sqrt(kW) | Sqrt(kW) | (kWh)^-2.43 |  |  |  | (kWh)^-2.43 | (kWh)^-2.43 | (kWh)^-2.43 | Sqrt(therms) |  |  |  | Sqrt(therms) | Sqrt(therms) | Sqrt(therms) | Sqrt(kW) |  |  |  | Sqrt(kW) | Sqrt(kW) | Sqrt(kW) | (kWh)^-1.96 |  |  |  | (kWh)^-1.96 | (kWh)^-1.96 | (kWh)^-1.96 | Sqrt(therms) |  |  |  | Sqrt(therms) | Sqrt(therms) | Sqrt(therms) | kW |  |  |  | kW | kW | kW | (kWh)^-2.7 |  |  |  | (kWh)^-2.7 | (kWh)^-2.7 | (kWh)^-2.7 | Sqrt(therms) |  |  |  | Sqrt(therms) | Sqrt(therms) | Sqrt(therms) | Sqrt(kW) |  |  |  | Sqrt(kW) | Sqrt(kW) | Sqrt(kW) | 1/Sqrt(kWh) |  |  |  | 1/Sqrt(kWh) | 1/Sqrt(kWh) | 1/Sqrt(kWh) | Sqrt(therms) |  |  |  | Sqrt(therms) | Sqrt(therms) | Sqrt(therms) | Sqrt(kW) |  |  |  | Sqrt(kW) | Sqrt(kW) | Sqrt(kW) | (kWh)^-2.76 |  |  |  | (kWh)^-2.76 | (kWh)^-2.76 | (kWh)^-2.76 | Sqrt(therms) |  |  |  | Sqrt(therms) | Sqrt(therms) | Sqrt(therms) | Sqrt(kW) |  |  |  | Sqrt(kW) | Sqrt(kW) | Sqrt(kW) | 1/Sqrt(kWh) |  |  |  | 1/Sqrt(kWh) | 1/Sqrt(kWh) | 1/Sqrt(kWh) | Sqrt(therms) |  |  |  | Sqrt(therms) | Sqrt(therms) | Sqrt(therms) | kW |  |  |  | kW | kW | kW | (kWh)^-1.7 |  |  |  | (kWh)^-1.7 | (kWh)^-1.7 | (kWh)^-1.7 | Sqrt(therms) |  |  |  | Sqrt(therms) | Sqrt(therms) | Sqrt(therms) | Sqrt(kW) |  |  |  | Sqrt(kW) | Sqrt(kW) | Sqrt(kW) | Sqrt(kWh) |  |  |  | Sqrt(kWh) | Sqrt(kWh) | Sqrt(kWh) | Sqrt(therms) |  |  |  | Sqrt(therms) | Sqrt(therms) | Sqrt(therms) | kW |  |  |  | kW | kW | kW | kWh |  |  |  | kWh | kWh | kWh | Sqrt(therms) |  |  |  | Sqrt(therms) | Sqrt(therms) | Sqrt(therms) | Sqrt(kW) |  |  |  | Sqrt(kW) | Sqrt(kW) | Sqrt(kW) | kWh |  |  |  | kWh | kWh | kWh | Sqrt(therms) |  |  |  | Sqrt(therms) | Sqrt(therms) | Sqrt(therms) | Sqrt(kW) |  |  |  | Sqrt(kW) | Sqrt(kW) | Sqrt(kW) | (kWh)^-2.75 |  |  |  | (kWh)^-2.75 | (kWh)^-2.75 | (kWh)^-2.75 | Sqrt(therms) |  |  |  | Sqrt(therms) | Sqrt(therms) | Sqrt(therms) | Sqrt(kW) |  |  |  | Sqrt(kW) | Sqrt(kW) | Sqrt(kW) | (kWh)^-1.72 |  |  |  | (kWh)^-1.72 | (kWh)^-1.72 | (kWh)^-1.72 | Sqrt(therms) |  |  |  | Sqrt(therms) | Sqrt(therms) | Sqrt(therms) | Sqrt(kW) |  |  |  | Sqrt(kW) | Sqrt(kW) | Sqrt(kW) | kWh |  |  |  | kWh | kWh | kWh | Sqrt(therms) |  |  |  | Sqrt(therms) | Sqrt(therms) | Sqrt(therms) | Sqrt(kW) |  |  |  | Sqrt(kW) | Sqrt(kW) | Sqrt(kW) | (kWh)^-2.63 |  |  |  | (kWh)^-2.63 | (kWh)^-2.63 | (kWh)^-2.63 | Sqrt(therms) |  |  |  | Sqrt(therms) | Sqrt(therms) | Sqrt(therms) | Sqrt(kW) |  |  |  | Sqrt(kW) | Sqrt(kW) | Sqrt(kW) | (kWh)^-2.65 |  |  |  | (kWh)^-2.65 | (kWh)^-2.65 | (kWh)^-2.65 | Sqrt(therms) |  |  |  | Sqrt(therms) | Sqrt(therms) | Sqrt(therms) | Sqrt(kW) |  |  |  | Sqrt(kW) | Sqrt(kW) | Sqrt(kW) | (kWh)^-1.31 |  |  |  | (kWh)^-1.31 | (kWh)^-1.31 | (kWh)^-1.31 | Sqrt(therms) |  |  |  | Sqrt(therms) | Sqrt(therms) | Sqrt(therms) | Sqrt(kW) |  |  |  | Sqrt(kW) | Sqrt(kW) | Sqrt(kW) | (kWh)^-2.64 |  |  |  | (kWh)^-2.64 | (kWh)^-2.64 | (kWh)^-2.64 | Sqrt(therms) |  |  |  | Sqrt(therms) | Sqrt(therms) | Sqrt(therms) | Sqrt(kW) |  |  |  | Sqrt(kW) | Sqrt(kW) | Sqrt(kW) | 1/Sqrt(kWh) |  |  |  | 1/Sqrt(kWh) | 1/Sqrt(kWh) | 1/Sqrt(kWh) | Sqrt(therms) |  |  |  | Sqrt(therms) | Sqrt(therms) | Sqrt(therms) | Sqrt(kW) |  |  |  | Sqrt(kW) | Sqrt(kW) | Sqrt(kW) | (kWh)^-1.72 |  |  |  | (kWh)^-1.72 | (kWh)^-1.72 | (kWh)^-1.72 | Sqrt(therms) |  |  |  | Sqrt(therms) | Sqrt(therms) | Sqrt(therms) | Sqrt(kW) |  |  |  | Sqrt(kW) | Sqrt(kW) | Sqrt(kW) | Log10(kWh) |  |  |  | Log10(kWh) | Log10(kWh) | Log10(kWh) | Sqrt(therms) |  |  |  | Sqrt(therms) | Sqrt(therms) | Sqrt(therms) | Sqrt(kW) |  |  |  | Sqrt(kW) | Sqrt(kW) | Sqrt(kW) | kWh |  |  |  | kWh | kWh | kWh | Sqrt(therms) |  |  |  | Sqrt(therms) | Sqrt(therms) | Sqrt(therms) | kW |  |  |  | kW | kW | kW | kWh |  |  |  | kWh | kWh | kWh | Sqrt(therms) |  |  |  | Sqrt(therms) | Sqrt(therms) | Sqrt(therms) | kW |  |  |  | kW | kW | kW | kWh |  |  |  | kWh | kWh | kWh | Sqrt(therms) |  |  |  | Sqrt(therms) | Sqrt(therms) | Sqrt(therms) | kW |  |  |  | kW | kW | kW | kWh |  |  |  | kWh | kWh | kWh | Sqrt(therms) |  |  |  | Sqrt(therms) | Sqrt(therms) | Sqrt(therms) | kW |  |  |  | kW | kW | kW | kWh |  |  |  | kWh | kWh | kWh | Sqrt(therms) |  |  |  | Sqrt(therms) | Sqrt(therms) | Sqrt(therms) | kW |  |  |  | kW | kW | kW | kWh |  |  |  | kWh | kWh | kWh | Sqrt(therms) |  |  |  | Sqrt(therms) | Sqrt(therms) | Sqrt(therms) | kW |  |  |  | kW | kW | kW | kWh |  |  |  | kWh | kWh | kWh | Sqrt(therms) |  |  |  | Sqrt(therms) | Sqrt(therms) | Sqrt(therms) | kW |  |  |  | kW | kW | kW | kWh |  |  |  | kWh | kWh | kWh | Sqrt(therms) |  |  |  | Sqrt(therms) | Sqrt(therms) | Sqrt(therms) | kW |  |  |  | kW | kW | kW | kWh |  |  |  | kWh | kWh | kWh | Sqrt(therms) |  |  |  | Sqrt(therms) | Sqrt(therms) | Sqrt(therms) | kW |  |  |  | kW | kW | kW | (kWh)^-2.73 |  |  |  | (kWh)^-2.73 | (kWh)^-2.73 | (kWh)^-2.73 | Sqrt(therms) |  |  |  | Sqrt(therms) | Sqrt(therms) | Sqrt(therms) | kW |  |  |  | kW | kW | kW | kWh |  |  |  | kWh | kWh | kWh | Sqrt(therms) |  |  |  | Sqrt(therms) | Sqrt(therms) | Sqrt(therms) | kW |  |  |  | kW | kW | kW | (kWh)^-2.15 |  |  |  | (kWh)^-2.15 | (kWh)^-2.15 | (kWh)^-2.15 | Sqrt(therms) |  |  |  | Sqrt(therms) | Sqrt(therms) | Sqrt(therms) | kW |  |  |  | kW | kW | kW | kWh |  |  |  | kWh | kWh | kWh | Sqrt(therms) |  |  |  | Sqrt(therms) | Sqrt(therms) | Sqrt(therms) | kW |  |  |  | kW | kW | kW | kWh |  |  |  | kWh | kWh | kWh | Sqrt(therms) |  |  |  | Sqrt(therms) | Sqrt(therms) | Sqrt(therms) | kW |  |  |  | kW | kW | kW | kWh |  |  |  | kWh | kWh | kWh | Sqrt(therms) |  |  |  | Sqrt(therms) | Sqrt(therms) | Sqrt(therms) | kW |  |  |  | kW | kW | kW | kWh |  |  |  | kWh | kWh | kWh | Sqrt(therms) |  |  |  | Sqrt(therms) | Sqrt(therms) | Sqrt(therms) | kW |  |  |  | kW | kW | kW | kWh |  |  |  | kWh | kWh | kWh | Sqrt(therms) |  |  |  | Sqrt(therms) | Sqrt(therms) | Sqrt(therms) | kW |  |  |  | kW | kW | kW | kWh |  |  |  | kWh | kWh | kWh | Sqrt(therms) |  |  |  | Sqrt(therms) | Sqrt(therms) | Sqrt(therms) | Sqrt(kW) |  |  |  | Sqrt(kW) | Sqrt(kW) | Sqrt(kW) | kWh |  |  |  | kWh | kWh | kWh | Sqrt(therms) |  |  |  | Sqrt(therms) | Sqrt(therms) | Sqrt(therms) | kW |  |  |  | kW | kW | kW | kWh |  |  |  | kWh | kWh | kWh | Sqrt(therms) |  |  |  | Sqrt(therms) | Sqrt(therms) | Sqrt(therms) | kW |  |  |  | kW | kW | kW | kWh |  |  |  | kWh | kWh | kWh | Sqrt(therms) |  |  |  | Sqrt(therms) | Sqrt(therms) | Sqrt(therms) | kW |  |  |  | kW | kW | kW | kWh |  |  |  | kWh | kWh | kWh | Sqrt(therms) |  |  |  | Sqrt(therms) | Sqrt(therms) | Sqrt(therms) | kW |  |  |  | kW | kW | kW | kWh |  |  |  | kWh | kWh | kWh | Sqrt(therms) |  |  |  | Sqrt(therms) | Sqrt(therms) | Sqrt(therms) | kW |  |  |  | kW | kW | kW | kWh |  |  |  | kWh | kWh | kWh | therms |  |  |  | therms | therms | therms | kW |  |  |  | kW | kW | kW | kWh |  |  |  | kWh | kWh | kWh | Sqrt(therms) |  |  |  | Sqrt(therms) | Sqrt(therms) | Sqrt(therms) | Sqrt(kW) |  |  |  | Sqrt(kW) | Sqrt(kW) | Sqrt(kW) | kWh |  |  |  | kWh | kWh | kWh | Sqrt(therms) |  |  |  | Sqrt(therms) | Sqrt(therms) | Sqrt(therms) | Sqrt(kW) |  |  |  | Sqrt(kW) | Sqrt(kW) | Sqrt(kW) | (kWh)^-1.73 |  |  |  | (kWh)^-1.73 | (kWh)^-1.73 | (kWh)^-1.73 | Sqrt(therms) |  |  |  | Sqrt(therms) | Sqrt(therms) | Sqrt(therms) | Sqrt(kW) |  |  |  | Sqrt(kW) | Sqrt(kW) | Sqrt(kW) | 1/(kWh) |  |  |  | 1/(kWh) | 1/(kWh) | 1/(kWh) | Sqrt(therms) |  |  |  | Sqrt(therms) | Sqrt(therms) | Sqrt(therms) | kW |  |  |  | kW | kW | kW | kWh |  |  |  | kWh | kWh | kWh | Sqrt(therms) |  |  |  | Sqrt(therms) | Sqrt(therms) | Sqrt(therms) | Sqrt(kW) |  |  |  | Sqrt(kW) | Sqrt(kW) | Sqrt(kW) | (kWh)^-2.14 |  |  |  | (kWh)^-2.14 | (kWh)^-2.14 | (kWh)^-2.14 | Sqrt(therms) |  |  |  | Sqrt(therms) | Sqrt(therms) | Sqrt(therms) | kW |  |  |  | kW | kW | kW | (kWh)^-2.28 |  |  |  | (kWh)^-2.28 | (kWh)^-2.28 | (kWh)^-2.28 | Sqrt(therms) |  |  |  | Sqrt(therms) | Sqrt(therms) | Sqrt(therms) | Sqrt(kW) |  |  |  | Sqrt(kW) | Sqrt(kW) | Sqrt(kW) | 1/Sqrt(kWh) |  |  |  | 1/Sqrt(kWh) | 1/Sqrt(kWh) | 1/Sqrt(kWh) | Sqrt(therms) |  |  |  | Sqrt(therms) | Sqrt(therms) | Sqrt(therms) | kW |  |  |  | kW | kW | kW | (kWh)^-1.66 |  |  |  | (kWh)^-1.66 | (kWh)^-1.66 | (kWh)^-1.66 | Sqrt(therms) |  |  |  | Sqrt(therms) | Sqrt(therms) | Sqrt(therms) | Sqrt(kW) |  |  |  | Sqrt(kW) | Sqrt(kW) | Sqrt(kW) | Log10(kWh) |  |  |  | Log10(kWh) | Log10(kWh) | Log10(kWh) | Sqrt(therms) |  |  |  | Sqrt(therms) | Sqrt(therms) | Sqrt(therms) | kW |  |  |  | kW | kW | kW | (kWh)^-2.08 |  |  |  | (kWh)^-2.08 | (kWh)^-2.08 | (kWh)^-2.08 | Sqrt(therms) |  |  |  | Sqrt(therms) | Sqrt(therms) | Sqrt(therms) | Sqrt(kW) |  |  |  | Sqrt(kW) | Sqrt(kW) | Sqrt(kW) | Sqrt(kWh) |  |  |  | Sqrt(kWh) | Sqrt(kWh) | Sqrt(kWh) | Sqrt(therms) |  |  |  | Sqrt(therms) | Sqrt(therms) | Sqrt(therms) | kW |  |  |  | kW | kW | kW | kWh |  |  |  | kWh | kWh | kWh | Sqrt(therms) |  |  |  | Sqrt(therms) | Sqrt(therms) | Sqrt(therms) | Sqrt(kW) |  |  |  | Sqrt(kW) | Sqrt(kW) | Sqrt(kW) | kWh |  |  |  | kWh | kWh | kWh | (therms)^0.78 |  |  |  | (therms)^0.78 | (therms)^0.78 | (therms)^0.78 | Sqrt(kW) |  |  |  | Sqrt(kW) | Sqrt(kW) | Sqrt(kW) | kWh |  |  |  | kWh | kWh | kWh | Sqrt(therms) |  |  |  | Sqrt(therms) | Sqrt(therms) | Sqrt(therms) | Sqrt(kW) |  |  |  | Sqrt(kW) | Sqrt(kW) | Sqrt(kW) | (kWh)^-2.09 |  |  |  | (kWh)^-2.09 | (kWh)^-2.09 | (kWh)^-2.09 | Sqrt(therms) |  |  |  | Sqrt(therms) | Sqrt(therms) | Sqrt(therms) | kW |  |  |  | kW | kW | kW | kWh |  |  |  | kWh | kWh | kWh | Sqrt(therms) |  |  |  | Sqrt(therms) | Sqrt(therms) | Sqrt(therms) | Sqrt(kW) |  |  |  | Sqrt(kW) | Sqrt(kW) | Sqrt(kW) | kWh |  |  |  | kWh | kWh | kWh | Sqrt(therms) |  |  |  | Sqrt(therms) | Sqrt(therms) | Sqrt(therms) | Sqrt(kW) |  |  |  | Sqrt(kW) | Sqrt(kW) | Sqrt(kW) | (kWh)^-2.83 |  |  |  | (kWh)^-2.83 | (kWh)^-2.83 | (kWh)^-2.83 | Sqrt(therms) |  |  |  | Sqrt(therms) | Sqrt(therms) | Sqrt(therms) | Sqrt(kW) |  |  |  | Sqrt(kW) | Sqrt(kW) | Sqrt(kW) | (kWh)^-1.88 |  |  |  | (kWh)^-1.88 | (kWh)^-1.88 | (kWh)^-1.88 | Sqrt(therms) |  |  |  | Sqrt(therms) | Sqrt(therms) | Sqrt(therms) | Sqrt(kW) |  |  |  | Sqrt(kW) | Sqrt(kW) | Sqrt(kW) | (kWh)^-1.32 |  |  |  | (kWh)^-1.32 | (kWh)^-1.32 | (kWh)^-1.32 | Sqrt(therms) |  |  |  | Sqrt(therms) | Sqrt(therms) | Sqrt(therms) | Sqrt(kW) |  |  |  | Sqrt(kW) | Sqrt(kW) | Sqrt(kW) | 1/(kWh) |  |  |  | 1/(kWh) | 1/(kWh) | 1/(kWh) | (therms)^0.82 |  |  |  | (therms)^0.82 | (therms)^0.82 | (therms)^0.82 | Sqrt(kW) |  |  |  | Sqrt(kW) | Sqrt(kW) | Sqrt(kW) | (kWh)^-2.11 |  |  |  | (kWh)^-2.11 | (kWh)^-2.11 | (kWh)^-2.11 | Sqrt(therms) |  |  |  | Sqrt(therms) | Sqrt(therms) | Sqrt(therms) | Sqrt(kW) |  |  |  | Sqrt(kW) | Sqrt(kW) | Sqrt(kW) | Log10(kWh) |  |  |  | Log10(kWh) | Log10(kWh) | Log10(kWh) | Sqrt(therms) |  |  |  | Sqrt(therms) | Sqrt(therms) | Sqrt(therms) | Sqrt(kW) |  |  |  | Sqrt(kW) | Sqrt(kW) | Sqrt(kW) | kWh |  |  |  | kWh | kWh | kWh | Sqrt(therms) |  |  |  | Sqrt(therms) | Sqrt(therms) | Sqrt(therms) | kW |  |  |  | kW | kW | kW | kWh |  |  |  | kWh | kWh | kWh | Sqrt(therms) |  |  |  | Sqrt(therms) | Sqrt(therms) | Sqrt(therms) | kW |  |  |  | kW | kW | kW | kWh |  |  |  | kWh | kWh | kWh | Sqrt(therms) |  |  |  | Sqrt(therms) | Sqrt(therms) | Sqrt(therms) | kW |  |  |  | kW | kW | kW | kWh |  |  |  | kWh | kWh | kWh | Sqrt(therms) |  |  |  | Sqrt(therms) | Sqrt(therms) | Sqrt(therms) | kW |  |  |  | kW | kW | kW | kWh |  |  |  | kWh | kWh | kWh | Sqrt(therms) |  |  |  | Sqrt(therms) | Sqrt(therms) | Sqrt(therms) | kW |  |  |  | kW | kW | kW | kWh |  |  |  | kWh | kWh | kWh | Sqrt(therms) |  |  |  | Sqrt(therms) | Sqrt(therms) | Sqrt(therms) | kW |  |  |  | kW | kW | kW | kWh |  |  |  | kWh | kWh | kWh | Sqrt(therms) |  |  |  | Sqrt(therms) | Sqrt(therms) | Sqrt(therms) | kW |  |  |  | kW | kW | kW | kWh |  |  |  | kWh | kWh | kWh | Sqrt(therms) |  |  |  | Sqrt(therms) | Sqrt(therms) | Sqrt(therms) | kW |  |  |  | kW | kW | kW | kWh |  |  |  | kWh | kWh | kWh | Sqrt(therms) |  |  |  | Sqrt(therms) | Sqrt(therms) | Sqrt(therms) | kW |  |  |  | kW | kW | kW | (kWh)^-2.87 |  |  |  | (kWh)^-2.87 | (kWh)^-2.87 | (kWh)^-2.87 | Sqrt(therms) |  |  |  | Sqrt(therms) | Sqrt(therms) | Sqrt(therms) | kW |  |  |  | kW | kW | kW | kWh |  |  |  | kWh | kWh | kWh | Sqrt(therms) |  |  |  | Sqrt(therms) | Sqrt(therms) | Sqrt(therms) | kW |  |  |  | kW | kW | kW | (kWh)^-2.86 |  |  |  | (kWh)^-2.86 | (kWh)^-2.86 | (kWh)^-2.86 | Sqrt(therms) |  |  |  | Sqrt(therms) | Sqrt(therms) | Sqrt(therms) | kW |  |  |  | kW | kW | kW | kWh |  |  |  | kWh | kWh | kWh | Sqrt(therms) |  |  |  | Sqrt(therms) | Sqrt(therms) | Sqrt(therms) | kW |  |  |  | kW | kW | kW | kWh |  |  |  | kWh | kWh | kWh | Sqrt(therms) |  |  |  | Sqrt(therms) | Sqrt(therms) | Sqrt(therms) | kW |  |  |  | kW | kW | kW | kWh |  |  |  | kWh | kWh | kWh | Sqrt(therms) |  |  |  | Sqrt(therms) | Sqrt(therms) | Sqrt(therms) | kW |  |  |  | kW | kW | kW | kWh |  |  |  | kWh | kWh | kWh | Sqrt(therms) |  |  |  | Sqrt(therms) | Sqrt(therms) | Sqrt(therms) | kW |  |  |  | kW | kW | kW | kWh |  |  |  | kWh | kWh | kWh | Sqrt(therms) |  |  |  | Sqrt(therms) | Sqrt(therms) | Sqrt(therms) | kW |  |  |  | kW | kW | kW | kWh |  |  |  | kWh | kWh | kWh | Sqrt(therms) |  |  |  | Sqrt(therms) | Sqrt(therms) | Sqrt(therms) | kW |  |  |  | kW | kW | kW | kWh |  |  |  | kWh | kWh | kWh | Sqrt(therms) |  |  |  | Sqrt(therms) | Sqrt(therms) | Sqrt(therms) | kW |  |  |  | kW | kW | kW | kWh |  |  |  | kWh | kWh | kWh | Sqrt(therms) |  |  |  | Sqrt(therms) | Sqrt(therms) | Sqrt(therms) | kW |  |  |  | kW | kW | kW | kWh |  |  |  | kWh | kWh | kWh | Sqrt(therms) |  |  |  | Sqrt(therms) | Sqrt(therms) | Sqrt(therms) | kW |  |  |  | kW | kW | kW | kWh |  |  |  | kWh | kWh | kWh | Sqrt(therms) |  |  |  | Sqrt(therms) | Sqrt(therms) | Sqrt(therms) | kW |  |  |  | kW | kW | kW | kWh |  |  |  | kWh | kWh | kWh | Sqrt(therms) |  |  |  | Sqrt(therms) | Sqrt(therms) | Sqrt(therms) | kW |  |  |  | kW | kW | kW | kWh |  |  |  | kWh | kWh | kWh | Sqrt(therms) |  |  |  | Sqrt(therms) | Sqrt(therms) | Sqrt(therms) | kW |  |  |  | kW | kW | kW
Sum right side |  |  | 0 | 0 | 0 |  |  |  |  | #VALUE! | #VALUE! | #VALUE! |  |  |  |  | #VALUE! | #VALUE! | #VALUE! |  |  |  |  | #VALUE! | #VALUE! | #VALUE! |  |  |  |  | #VALUE! | #VALUE! | #VALUE! |  |  |  |  | #VALUE! | #VALUE! | #VALUE! |  |  |  |  | #VALUE! | #VALUE! | #VALUE! |  |  |  |  | #VALUE! | #VALUE! | #VALUE! |  |  |  |  | #VALUE! | #VALUE! | #VALUE! |  |  |  |  | #VALUE! | #VALUE! | #VALUE! |  |  |  |  | #VALUE! | #VALUE! | #VALUE! |  |  |  |  | #VALUE! | #VALUE! | #VALUE! |  |  |  |  | #VALUE! | #VALUE! | #VALUE! |  |  |  |  | #VALUE! | #VALUE! | #VALUE! |  |  |  |  | #VALUE! | #VALUE! | #VALUE! |  |  |  |  | #VALUE! | #VALUE! | #VALUE! |  |  |  |  | #VALUE! | #VALUE! | #VALUE! |  |  |  |  | #VALUE! | #VALUE! | #VALUE! |  |  |  |  | #VALUE! | #VALUE! | #VALUE! |  |  |  |  | #VALUE! | #VALUE! | #VALUE! |  |  |  |  | #VALUE! | #VALUE! | #VALUE! |  |  |  |  | #VALUE! | #VALUE! | #VALUE! |  |  |  |  | #VALUE! | #VALUE! | #VALUE! |  |  |  |  | #VALUE! | #VALUE! | #VALUE! |  |  |  |  | #VALUE! | #VALUE! | #VALUE! |  |  |  |  | #VALUE! | #VALUE! | #VALUE! |  |  |  |  | #VALUE! | #VALUE! | #VALUE! |  |  |  |  | #VALUE! | #VALUE! | #VALUE! |  |  |  |  | #VALUE! | #VALUE! | #VALUE! |  |  |  |  | #VALUE! | #VALUE! | #VALUE! |  |  |  |  | #VALUE! | #VALUE! | #VALUE! |  |  |  |  | #VALUE! | #VALUE! | #VALUE! |  |  |  |  | #VALUE! | #VALUE! | #VALUE! |  |  |  |  | #VALUE! | #VALUE! | #VALUE! |  |  |  |  | #VALUE! | #VALUE! | #VALUE! |  |  |  |  | #VALUE! | #VALUE! | #VALUE! |  |  |  |  | #VALUE! | #VALUE! | #VALUE! |  |  |  |  | #VALUE! | #VALUE! | #VALUE! |  |  |  |  | #VALUE! | #VALUE! | #VALUE! |  |  |  |  | #VALUE! | #VALUE! | #VALUE! |  |  |  |  | #VALUE! | #VALUE! | #VALUE! |  |  |  |  | #VALUE! | #VALUE! | #VALUE! |  |  |  |  | #VALUE! | #VALUE! | #VALUE! |  |  |  |  | #VALUE! | #VALUE! | #VALUE! |  |  |  |  | #VALUE! | #VALUE! | #VALUE! |  |  |  |  | #VALUE! | #VALUE! | #VALUE! |  |  |  |  | #VALUE! | #VALUE! | #VALUE! |  |  |  |  | #VALUE! | #VALUE! | #VALUE! |  |  |  |  | #VALUE! | #VALUE! | #VALUE! |  |  |  |  | #VALUE! | #VALUE! | #VALUE! |  |  |  |  | #VALUE! | #VALUE! | #VALUE! |  |  |  |  | #VALUE! | #VALUE! | #VALUE! |  |  |  |  | #VALUE! | #VALUE! | #VALUE! |  |  |  |  | #VALUE! | #VALUE! | #VALUE! |  |  |  |  | #VALUE! | #VALUE! | #VALUE! |  |  |  |  | #VALUE! | #VALUE! | #VALUE! |  |  |  |  | #VALUE! | #VALUE! | #VALUE! |  |  |  |  | #VALUE! | #VALUE! | #VALUE! |  |  |  |  | #VALUE! | #VALUE! | #VALUE! |  |  |  |  | #VALUE! | #VALUE! | #VALUE! |  |  |  |  | #VALUE! | #VALUE! | #VALUE! |  |  |  |  | #VALUE! | #VALUE! | #VALUE! |  |  |  |  | #VALUE! | #VALUE! | #VALUE! |  |  |  |  | #VALUE! | #VALUE! | #VALUE! |  |  |  |  | #VALUE! | #VALUE! | #VALUE! |  |  |  |  | #VALUE! | #VALUE! | #VALUE! |  |  |  |  | #VALUE! | #VALUE! | #VALUE! |  |  |  |  | #VALUE! | #VALUE! | #VALUE! |  |  |  |  | #VALUE! | #VALUE! | #VALUE! |  |  |  |  | #VALUE! | #VALUE! | #VALUE! |  |  |  |  | #VALUE! | #VALUE! | #VALUE! |  |  |  |  | #VALUE! | #VALUE! | #VALUE! |  |  |  |  | #VALUE! | #VALUE! | #VALUE! |  |  |  |  | #VALUE! | #VALUE! | #VALUE! |  |  |  |  | #VALUE! | #VALUE! | #VALUE! |  |  |  |  | #VALUE! | #VALUE! | #VALUE! |  |  |  |  | #VALUE! | #VALUE! | #VALUE! |  |  |  |  | #VALUE! | #VALUE! | #VALUE! |  |  |  |  | #VALUE! | #VALUE! | #VALUE! |  |  |  |  | #VALUE! | #VALUE! | #VALUE! |  |  |  |  | #VALUE! | #VALUE! | #VALUE! |  |  |  |  | #VALUE! | #VALUE! | #VALUE! |  |  |  |  | #VALUE! | #VALUE! | #VALUE! |  |  |  |  | #VALUE! | #VALUE! | #VALUE! |  |  |  |  | #VALUE! | #VALUE! | #VALUE! |  |  |  |  | #VALUE! | #VALUE! | #VALUE! |  |  |  |  | #VALUE! | #VALUE! | #VALUE! |  |  |  |  | #VALUE! | #VALUE! | #VALUE! |  |  |  |  | #VALUE! | #VALUE! | #VALUE! |  |  |  |  | #VALUE! | #VALUE! | #VALUE! |  |  |  |  | #VALUE! | #VALUE! | #VALUE! |  |  |  |  | #VALUE! | #VALUE! | #VALUE! |  |  |  |  | #VALUE! | #VALUE! | #VALUE! |  |  |  |  | #VALUE! | #VALUE! | #VALUE! |  |  |  |  | #VALUE! | #VALUE! | #VALUE! |  |  |  |  | #VALUE! | #VALUE! | #VALUE! |  |  |  |  | #VALUE! | #VALUE! | #VALUE! |  |  |  |  | #VALUE! | #VALUE! | #VALUE! |  |  |  |  | #VALUE! | #VALUE! | #VALUE! |  |  |  |  | #VALUE! | #VALUE! | #VALUE! |  |  |  |  | #VALUE! | #VALUE! | #VALUE! |  |  |  |  | #VALUE! | #VALUE! | #VALUE! |  |  |  |  | #VALUE! | #VALUE! | #VALUE! |  |  |  |  | #VALUE! | #VALUE! | #VALUE! |  |  |  |  | #VALUE! | #VALUE! | #VALUE! |  |  |  |  | #VALUE! | #VALUE! | #VALUE! |  |  |  |  | #VALUE! | #VALUE! | #VALUE! |  |  |  |  | #VALUE! | #VALUE! | #VALUE! |  |  |  |  | #VALUE! | #VALUE! | #VALUE! |  |  |  |  | #VALUE! | #VALUE! | #VALUE! |  |  |  |  | #VALUE! | #VALUE! | #VALUE! |  |  |  |  | #VALUE! | #VALUE! | #VALUE! |  |  |  |  | #VALUE! | #VALUE! | #VALUE! |  |  |  |  | #VALUE! | #VALUE! | #VALUE! |  |  |  |  | #VALUE! | #VALUE! | #VALUE! |  |  |  |  | #VALUE! | #VALUE! | #VALUE! |  |  |  |  | #VALUE! | #VALUE! | #VALUE! |  |  |  |  | #VALUE! | #VALUE! | #VALUE! |  |  |  |  | #VALUE! | #VALUE! | #VALUE! |  |  |  |  | #VALUE! | #VALUE! | #VALUE! |  |  |  |  | #VALUE! | #VALUE! | #VALUE! |  |  |  |  | #VALUE! | #VALUE! | #VALUE! |  |  |  |  | #VALUE! | #VALUE! | #VALUE! |  |  |  |  | #VALUE! | #VALUE! | #VALUE! |  |  |  |  | #VALUE! | #VALUE! | #VALUE! |  |  |  |  | #VALUE! | #VALUE! | #VALUE! |  |  |  |  | #VALUE! | #VALUE! | #VALUE! |  |  |  |  | #VALUE! | #VALUE! | #VALUE! |  |  |  |  | #VALUE! | #VALUE! | #VALUE! |  |  |  |  | #VALUE! | #VALUE! | #VALUE! |  |  |  |  | #VALUE! | #VALUE! | #VALUE! |  |  |  |  | #VALUE! | #VALUE! | #VALUE! |  |  |  |  | #VALUE! | #VALUE! | #VALUE! |  |  |  |  | #VALUE! | #VALUE! | #VALUE! |  |  |  |  | #VALUE! | #VALUE! | #VALUE! |  |  |  |  | #VALUE! | #VALUE! | #VALUE! |  |  |  |  | #VALUE! | #VALUE! | #VALUE! |  |  |  |  | #VALUE! | #VALUE! | #VALUE! |  |  |  |  | #VALUE! | #VALUE! | #VALUE! |  |  |  |  | #VALUE! | #VALUE! | #VALUE! |  |  |  |  | #VALUE! | #VALUE! | #VALUE! |  |  |  |  | #VALUE! | #VALUE! | #VALUE! |  |  |  |  | #VALUE! | #VALUE! | #VALUE! |  |  |  |  | #VALUE! | #VALUE! | #VALUE! |  |  |  |  | #VALUE! | #VALUE! | #VALUE! |  |  |  |  | #VALUE! | #VALUE! | #VALUE! |  |  |  |  | #VALUE! | #VALUE! | #VALUE! |  |  |  |  | #VALUE! | #VALUE! | #VALUE! |  |  |  |  | #VALUE! | #VALUE! | #VALUE! |  |  |  |  | #VALUE! | #VALUE! | #VALUE! |  |  |  |  | #VALUE! | #VALUE! | #VALUE! |  |  |  |  | #VALUE! | #VALUE! | #VALUE! |  |  |  |  | #VALUE! | #VALUE! | #VALUE! |  |  |  |  | #VALUE! | #VALUE! | #VALUE! |  |  |  |  | #VALUE! | #VALUE! | #VALUE! |  |  |  |  | #VALUE! | #VALUE! | #VALUE! |  |  |  |  | #VALUE! | #VALUE! | #VALUE! |  |  |  |  | #VALUE! | #VALUE! | #VALUE! |  |  |  |  | #VALUE! | #VALUE! | #VALUE! |  |  |  |  | #VALUE! | #VALUE! | #VALUE! |  |  |  |  | #VALUE! | #VALUE! | #VALUE! |  |  |  |  | #VALUE! | #VALUE! | #VALUE! |  |  |  |  | #VALUE! | #VALUE! | #VALUE! |  |  |  |  | #VALUE! | #VALUE! | #VALUE! |  |  |  |  | #VALUE! | #VALUE! | #VALUE! |  |  |  |  | #VALUE! | #VALUE! | #VALUE! |  |  |  |  | #VALUE! | #VALUE! | #VALUE! |  |  |  |  | #VALUE! | #VALUE! | #VALUE! |  |  |  |  | #VALUE! | #VALUE! | #VALUE! |  |  |  |  | #VALUE! | #VALUE! | #VALUE! |  |  |  |  | #VALUE! | #VALUE! | #VALUE! |  |  |  |  | #VALUE! | #VALUE! | #VALUE! |  |  |  |  | #VALUE! | #VALUE! | #VALUE! |  |  |  |  | #VALUE! | #VALUE! | #VALUE! |  |  |  |  | #VALUE! | #VALUE! | #VALUE! |  |  |  |  | #VALUE! | #VALUE! | #VALUE! |  |  |  |  | #VALUE! | #VALUE! | #VALUE! |  |  |  |  | #VALUE! | #VALUE! | #VALUE! |  |  |  |  | #VALUE! | #VALUE! | #VALUE! |  |  |  |  | #VALUE! | #VALUE! | #VALUE! |  |  |  |  | #VALUE! | #VALUE! | #VALUE! |  |  |  |  | #VALUE! | #VALUE! | #VALUE! |  |  |  |  | #VALUE! | #VALUE! | #VALUE! |  |  |  |  | #VALUE! | #VALUE! | #VALUE! |  |  |  |  | #VALUE! | #VALUE! | #VALUE! |  |  |  |  | #VALUE! | #VALUE! | #VALUE! |  |  |  |  | #VALUE! | #VALUE! | #VALUE! |  |  |  |  | #VALUE! | #VALUE! | #VALUE! |  |  |  |  | #VALUE! | #VALUE! | #VALUE! |  |  |  |  | #VALUE! | #VALUE! | #VALUE! |  |  |  |  | #VALUE! | #VALUE! | #VALUE! |  |  |  |  | #VALUE! | #VALUE! | #VALUE! |  |  |  |  | #VALUE! | #VALUE! | #VALUE! |  |  |  |  | #VALUE! | #VALUE! | #VALUE! |  |  |  |  | #VALUE! | #VALUE! | #VALUE! |  |  |  |  | #VALUE! | #VALUE! | #VALUE! |  |  |  |  | #VALUE! | #VALUE! | #VALUE! |  |  |  |  | #VALUE! | #VALUE! | #VALUE! |  |  |  |  | #VALUE! | #VALUE! | #VALUE! |  |  |  |  | #VALUE! | #VALUE! | #VALUE! |  |  |  |  | #VALUE! | #VALUE! | #VALUE! |  |  |  |  | #VALUE! | #VALUE! | #VALUE! |  |  |  |  | #VALUE! | #VALUE! | #VALUE! |  |  |  |  | #VALUE! | #VALUE! | #VALUE! |  |  |  |  | #VALUE! | #VALUE! | #VALUE! |  |  |  |  | #VALUE! | #VALUE! | #VALUE! |  |  |  |  | #VALUE! | #VALUE! | #VALUE! |  |  |  |  | #VALUE! | #VALUE! | #VALUE! |  |  |  |  | #VALUE! | #VALUE! | #VALUE! |  |  |  |  | #VALUE! | #VALUE! | #VALUE! |  |  |  |  | #VALUE! | #VALUE! | #VALUE! |  |  |  |  | #VALUE! | #VALUE! | #VALUE! |  |  |  |  | #VALUE! | #VALUE! | #VALUE! |  |  |  |  | #VALUE! | #VALUE! | #VALUE! |  |  |  |  | #VALUE! | #VALUE! | #VALUE! |  |  |  |  | #VALUE! | #VALUE! | #VALUE! |  |  |  |  | #VALUE! | #VALUE! | #VALUE! |  |  |  |  | #VALUE! | #VALUE! | #VALUE! |  |  |  |  | #VALUE! | #VALUE! | #VALUE! |  |  |  |  | #VALUE! | #VALUE! | #VALUE! |  |  |  |  | #VALUE! | #VALUE! | #VALUE! |  |  |  |  | #VALUE! | #VALUE! | #VALUE! |  |  |  |  | #VALUE! | #VALUE! | #VALUE! |  |  |  |  | #VALUE! | #VALUE! | #VALUE! |  |  |  |  | #VALUE! | #VALUE! | #VALUE! |  |  |  |  | #VALUE! | #VALUE! | #VALUE! |  |  |  |  | #VALUE! | #VALUE! | #VALUE! |  |  |  |  | #VALUE! | #VALUE! | #VALUE! |  |  |  |  | #VALUE! | #VALUE! | #VALUE! |  |  |  |  | #VALUE! | #VALUE! | #VALUE! |  |  |  |  | #VALUE! | #VALUE! | #VALUE! |  |  |  |  | #VALUE! | #VALUE! | #VALUE! |  |  |  |  | #VALUE! | #VALUE! | #VALUE! |  |  |  |  | #VALUE! | #VALUE! | #VALUE! |  |  |  |  | #VALUE! | #VALUE! | #VALUE! |  |  |  |  | #VALUE! | #VALUE! | #VALUE! |  |  |  |  | #VALUE! | #VALUE! | #VALUE! |  |  |  |  | #VALUE! | #VALUE! | #VALUE! |  |  |  |  | #VALUE! | #VALUE! | #VALUE! |  |  |  |  | #VALUE! | #VALUE! | #VALUE! |  |  |  |  | #VALUE! | #VALUE! | #VALUE! |  |  |  |  | #VALUE! | #VALUE! | #VALUE! |  |  |  |  | #VALUE! | #VALUE! | #VALUE! |  |  |  |  | #VALUE! | #VALUE! | #VALUE! |  |  |  |  | #VALUE! | #VALUE! | #VALUE! |  |  |  |  | #VALUE! | #VALUE! | #VALUE! |  |  |  |  | #VALUE! | #VALUE! | #VALUE! |  |  |  |  | #VALUE! | #VALUE! | #VALUE! |  |  |  |  | #VALUE! | #VALUE! | #VALUE! |  |  |  |  | #VALUE! | #VALUE! | #VALUE! |  |  |  |  | #VALUE! | #VALUE! | #VALUE! |  |  |  |  | #VALUE! | #VALUE! | #VALUE! |  |  |  |  | #VALUE! | #VALUE! | #VALUE! |  |  |  |  | #VALUE! | #VALUE! | #VALUE! |  |  |  |  | #VALUE! | #VALUE! | #VALUE! |  |  |  |  | #VALUE! | #VALUE! | #VALUE! |  |  |  |  | #VALUE! | #VALUE! | #VALUE! |  |  |  |  | #VALUE! | #VALUE! | #VALUE! |  |  |  |  | #VALUE! | #VALUE! | #VALUE! |  |  |  |  | #VALUE! | #VALUE! | #VALUE! |  |  |  |  | #VALUE! | #VALUE! | #VALUE! |  |  |  |  | #VALUE! | #VALUE! | #VALUE! |  |  |  |  | #VALUE! | #VALUE! | #VALUE! |  |  |  |  | #VALUE! | #VALUE! | #VALUE! |  |  |  |  | #VALUE! | #VALUE! | #VALUE! |  |  |  |  | #VALUE! | #VALUE! | #VALUE! |  |  |  |  | #VALUE! | #VALUE! | #VALUE! |  |  |  |  | #VALUE! | #VALUE! | #VALUE! |  |  |  |  | #VALUE! | #VALUE! | #VALUE! |  |  |  |  | #VALUE! | #VALUE! | #VALUE! |  |  |  |  | #VALUE! | #VALUE! | #VALUE! |  |  |  |  | #VALUE! | #VALUE! | #VALUE! |  |  |  |  | #VALUE! | #VALUE! | #VALUE! |  |  |  |  | #VALUE! | #VALUE! | #VALUE! |  |  |  |  | #VALUE! | #VALUE! | #VALUE! |  |  |  |  | #VALUE! | #VALUE! | #VALUE! |  |  |  |  | #VALUE! | #VALUE! | #VALUE! |  |  |  |  | #VALUE! | #VALUE! | #VALUE! |  |  |  |  | #VALUE! | #VALUE! | #VALUE! |  |  |  |  | #VALUE! | #VALUE! | #VALUE! |  |  |  |  | #VALUE! | #VALUE! | #VALUE! |  |  |  |  | #VALUE! | #VALUE! | #VALUE! |  |  |  |  | #VALUE! | #VALUE! | #VALUE! |  |  |  |  | #VALUE! | #VALUE! | #VALUE! |  |  |  |  | #VALUE! | #VALUE! | #VALUE! |  |  |  |  | #VALUE! | #VALUE! | #VALUE! |  |  |  |  | #VALUE! | #VALUE! | #VALUE! |  |  |  |  | #VALUE! | #VALUE! | #VALUE! |  |  |  |  | #VALUE! | #VALUE! | #VALUE!
Intercept |  |  | 0 | 0 | 0 | 3.0346 |  |  |  | 3.0346 | 3.0346 | 3.0346 | 1.441 |  |  |  | 1.441 | 1.441 | 1.441 | 0.086236 |  |  |  | 0.086236 | 0.086236 | 0.086236 | 0.11222 |  |  |  | 0.11222 | 0.11222 | 0.11222 | -1.3722 |  |  |  | -1.3722 | -1.3722 | -1.3722 | 0.075435 |  |  |  | 0.075435 | 0.075435 | 0.075435 | 0.021635 |  |  |  | 0.021635 | 0.021635 | 0.021635 | -2.9845 |  |  |  | -2.9845 | -2.9845 | -2.9845 | -0.041227 |  |  |  | -0.041227 | -0.041227 | -0.041227 | 0.3852 |  |  |  | 0.3852 | 0.3852 | 0.3852 | -1.995 |  |  |  | -1.995 | -1.995 | -1.995 | 0.0030342 |  |  |  | 0.0030342 | 0.0030342 | 0.0030342 | -0.014535 |  |  |  | -0.014535 | -0.014535 | -0.014535 | -2.4525 |  |  |  | -2.4525 | -2.4525 | -2.4525 | 0.032412 |  |  |  | 0.032412 | 0.032412 | 0.032412 | 0.013177 |  |  |  | 0.013177 | 0.013177 | 0.013177 | -1.1579 |  |  |  | -1.1579 | -1.1579 | -1.1579 | 0.0036938 |  |  |  | 0.0036938 | 0.0036938 | 0.0036938 | 0.018188 |  |  |  | 0.018188 | 0.018188 | 0.018188 | -1.4209 |  |  |  | -1.4209 | -1.4209 | -1.4209 | -0.13625 |  |  |  | -0.13625 | -0.13625 | -0.13625 | 0.6249 |  |  |  | 0.6249 | 0.6249 | 0.6249 | -0.88849 |  |  |  | -0.88849 | -0.88849 | -0.88849 | -0.050153 |  |  |  | -0.050153 | -0.050153 | -0.050153 | 0.024235 |  |  |  | 0.024235 | 0.024235 | 0.024235 | -3.0668 |  |  |  | -3.0668 | -3.0668 | -3.0668 | -0.078085 |  |  |  | -0.078085 | -0.078085 | -0.078085 | 0.70572 |  |  |  | 0.70572 | 0.70572 | 0.70572 | -1.1874 |  |  |  | -1.1874 | -1.1874 | -1.1874 | -0.00059589 |  |  |  | -0.00059589 | -0.00059589 | -0.00059589 | 0.093894 |  |  |  | 0.093894 | 0.093894 | 0.093894 | -2.6534 |  |  |  | -2.6534 | -2.6534 | -2.6534 | -0.072632 |  |  |  | -0.072632 | -0.072632 | -0.072632 | 2.222 |  |  |  | 2.222 | 2.222 | 2.222 | -0.78521 |  |  |  | -0.78521 | -0.78521 | -0.78521 | 0.0002514 |  |  |  | 0.0002514 | 0.0002514 | 0.0002514 | 10.3036 |  |  |  | 10.3036 | 10.3036 | 10.3036 | -13.324 |  |  |  | -13.324 | -13.324 | -13.324 | 0.085089 |  |  |  | 0.085089 | 0.085089 | 0.085089 | 7.1145 |  |  |  | 7.1145 | 7.1145 | 7.1145 | -13.3001 |  |  |  | -13.3001 | -13.3001 | -13.3001 | 0.069807 |  |  |  | 0.069807 | 0.069807 | 0.069807 | -0.020863 |  |  |  | -0.020863 | -0.020863 | -0.020863 | -16.1172 |  |  |  | -16.1172 | -16.1172 | -16.1172 | -0.013832 |  |  |  | -0.013832 | -0.013832 | -0.013832 | -0.072002 |  |  |  | -0.072002 | -0.072002 | -0.072002 | -14.88 |  |  |  | -14.88 | -14.88 | -14.88 | -0.011747 |  |  |  | -0.011747 | -0.011747 | -0.011747 | 15.6838 |  |  |  | 15.6838 | 15.6838 | 15.6838 | -11.5164 |  |  |  | -11.5164 | -11.5164 | -11.5164 | 0.077651 |  |  |  | 0.077651 | 0.077651 | 0.077651 | -0.11273 |  |  |  | -0.11273 | -0.11273 | -0.11273 | -12.8409 |  |  |  | -12.8409 | -12.8409 | -12.8409 | 0.064967 |  |  |  | 0.064967 | 0.064967 | 0.064967 | 0.004409 |  |  |  | 0.004409 | 0.004409 | 0.004409 | -6.3609 |  |  |  | -6.3609 | -6.3609 | -6.3609 | -0.13219 |  |  |  | -0.13219 | -0.13219 | -0.13219 | 0.058188 |  |  |  | 0.058188 | 0.058188 | 0.058188 | -11.165 |  |  |  | -11.165 | -11.165 | -11.165 | -0.068443 |  |  |  | -0.068443 | -0.068443 | -0.068443 | -0.0029531 |  |  |  | -0.0029531 | -0.0029531 | -0.0029531 | -12.0859 |  |  |  | -12.0859 | -12.0859 | -12.0859 | -0.09277 |  |  |  | -0.09277 | -0.09277 | -0.09277 | 0.37575 |  |  |  | 0.37575 | 0.37575 | 0.37575 | -17.2385 |  |  |  | -17.2385 | -17.2385 | -17.2385 | -0.023876 |  |  |  | -0.023876 | -0.023876 | -0.023876 | 0.01319 |  |  |  | 0.01319 | 0.01319 | 0.01319 | 0.88494 |  |  |  | 0.88494 | 0.88494 | 0.88494 | -0.075447 |  |  |  | -0.075447 | -0.075447 | -0.075447 | 1.0253 |  |  |  | 1.0253 | 1.0253 | 1.0253 | -14.5914 |  |  |  | -14.5914 | -14.5914 | -14.5914 | 0.038217 |  |  |  | 0.038217 | 0.038217 | 0.038217 | 3.9489 |  |  |  | 3.9489 | 3.9489 | 3.9489 | 1.3146 |  |  |  | 1.3146 | 1.3146 | 1.3146 | 0.0005723 |  |  |  | 0.0005723 | 0.0005723 | 0.0005723 | 3.1891 |  |  |  | 3.1891 | 3.1891 | 3.1891 | 0.56684 |  |  |  | 0.56684 | 0.56684 | 0.56684 | 0.00036734 |  |  |  | 0.00036734 | 0.00036734 | 0.00036734 | 4.8248 |  |  |  | 4.8248 | 4.8248 | 4.8248 | 1.5163 |  |  |  | 1.5163 | 1.5163 | 1.5163 | 0.00057353 |  |  |  | 0.00057353 | 0.00057353 | 0.00057353 | 3.1923 |  |  |  | 3.1923 | 3.1923 | 3.1923 | 1.0638 |  |  |  | 1.0638 | 1.0638 | 1.0638 | 0.00036742 |  |  |  | 0.00036742 | 0.00036742 | 0.00036742 | 4.409 |  |  |  | 4.409 | 4.409 | 4.409 | 1.4427 |  |  |  | 1.4427 | 1.4427 | 1.4427 | 0.00056156 |  |  |  | 0.00056156 | 0.00056156 | 0.00056156 | 3.1755 |  |  |  | 3.1755 | 3.1755 | 3.1755 | 1.2845 |  |  |  | 1.2845 | 1.2845 | 1.2845 | 0.00036227 |  |  |  | 0.00036227 | 0.00036227 | 0.00036227 | 3.911 |  |  |  | 3.911 | 3.911 | 3.911 | 1.4501 |  |  |  | 1.4501 | 1.4501 | 1.4501 | 0.0005892 |  |  |  | 0.0005892 | 0.0005892 | 0.0005892 | 3.1751 |  |  |  | 3.1751 | 3.1751 | 3.1751 | 0.93915 |  |  |  | 0.93915 | 0.93915 | 0.93915 | 0.00037612 |  |  |  | 0.00037612 | 0.00037612 | 0.00037612 | 2.5907 |  |  |  | 2.5907 | 2.5907 | 2.5907 | 1.5611 |  |  |  | 1.5611 | 1.5611 | 1.5611 | 0.00060151 |  |  |  | 0.00060151 | 0.00060151 | 0.00060151 | 0.042955 |  |  |  | 0.042955 | 0.042955 | 0.042955 | 1.229 |  |  |  | 1.229 | 1.229 | 1.229 | 0.00038048 |  |  |  | 0.00038048 | 0.00038048 | 0.00038048 | 4.0364 |  |  |  | 4.0364 | 4.0364 | 4.0364 | 1.7918 |  |  |  | 1.7918 | 1.7918 | 1.7918 | 0.00060572 |  |  |  | 0.00060572 | 0.00060572 | 0.00060572 | 0.068729 |  |  |  | 0.068729 | 0.068729 | 0.068729 | 0.9232 |  |  |  | 0.9232 | 0.9232 | 0.9232 | 0.00038313 |  |  |  | 0.00038313 | 0.00038313 | 0.00038313 | 4.6604 |  |  |  | 4.6604 | 4.6604 | 4.6604 | 2.4044 |  |  |  | 2.4044 | 2.4044 | 2.4044 | 0.00055622 |  |  |  | 0.00055622 | 0.00055622 | 0.00055622 | 3.0531 |  |  |  | 3.0531 | 3.0531 | 3.0531 | -0.57282 |  |  |  | -0.57282 | -0.57282 | -0.57282 | 0.00035855 |  |  |  | 0.00035855 | 0.00035855 | 0.00035855 | 4.571 |  |  |  | 4.571 | 4.571 | 4.571 | 4.1812 |  |  |  | 4.1812 | 4.1812 | 4.1812 | 0.00057335 |  |  |  | 0.00057335 | 0.00057335 | 0.00057335 | 3.1197 |  |  |  | 3.1197 | 3.1197 | 3.1197 | -7.7235 |  |  |  | -7.7235 | -7.7235 | -7.7235 | 0.00036672 |  |  |  | 0.00036672 | 0.00036672 | 0.00036672 | 4.7024 |  |  |  | 4.7024 | 4.7024 | 4.7024 | 8.0284 |  |  |  | 8.0284 | 8.0284 | 8.0284 | 0.00054388 |  |  |  | 0.00054388 | 0.00054388 | 0.00054388 | 3.1571 |  |  |  | 3.1571 | 3.1571 | 3.1571 | 1.0713 |  |  |  | 1.0713 | 1.0713 | 1.0713 | 0.018981 |  |  |  | 0.018981 | 0.018981 | 0.018981 | 4.6923 |  |  |  | 4.6923 | 4.6923 | 4.6923 | 7.5372 |  |  |  | 7.5372 | 7.5372 | 7.5372 | 0.00055822 |  |  |  | 0.00055822 | 0.00055822 | 0.00055822 | 3.1612 |  |  |  | 3.1612 | 3.1612 | 3.1612 | -3.5216 |  |  |  | -3.5216 | -3.5216 | -3.5216 | 0.00037406 |  |  |  | 0.00037406 | 0.00037406 | 0.00037406 | 4.6647 |  |  |  | 4.6647 | 4.6647 | 4.6647 | 5.5987 |  |  |  | 5.5987 | 5.5987 | 5.5987 | 0.00060065 |  |  |  | 0.00060065 | 0.00060065 | 0.00060065 | 3.1055 |  |  |  | 3.1055 | 3.1055 | 3.1055 | -4.1816 |  |  |  | -4.1816 | -4.1816 | -4.1816 | 0.00036609 |  |  |  | 0.00036609 | 0.00036609 | 0.00036609 | 4.7785 |  |  |  | 4.7785 | 4.7785 | 4.7785 | 1.4527 |  |  |  | 1.4527 | 1.4527 | 1.4527 | 0.0006018 |  |  |  | 0.0006018 | 0.0006018 | 0.0006018 | 3.1989 |  |  |  | 3.1989 | 3.1989 | 3.1989 | 2.2574 |  |  |  | 2.2574 | 2.2574 | 2.2574 | 0.00038073 |  |  |  | 0.00038073 | 0.00038073 | 0.00038073 | 2.1549 |  |  |  | 2.1549 | 2.1549 | 2.1549 | 1.0661 |  |  |  | 1.0661 | 1.0661 | 1.0661 | 0.088233 |  |  |  | 0.088233 | 0.088233 | 0.088233 | -0.54769 |  |  |  | -0.54769 | -0.54769 | -0.54769 | 1.4363 |  |  |  | 1.4363 | 1.4363 | 1.4363 | 0.043923 |  |  |  | 0.043923 | 0.043923 | 0.043923 | 0.10544 |  |  |  | 0.10544 | 0.10544 | 0.10544 | 1.0912 |  |  |  | 1.0912 | 1.0912 | 1.0912 | -0.041642 |  |  |  | -0.041642 | -0.041642 | -0.041642 | 0.5412 |  |  |  | 0.5412 | 0.5412 | 0.5412 | 1.3673 |  |  |  | 1.3673 | 1.3673 | 1.3673 | -0.0031793 |  |  |  | -0.0031793 | -0.0031793 | -0.0031793 | 11.2013 |  |  |  | 11.2013 | 11.2013 | 11.2013 | 1.1635 |  |  |  | 1.1635 | 1.1635 | 1.1635 | 0.022921 |  |  |  | 0.022921 | 0.022921 | 0.022921 | 0.018378 |  |  |  | 0.018378 | 0.018378 | 0.018378 | 1.0592 |  |  |  | 1.0592 | 1.0592 | 1.0592 | 0.0031785 |  |  |  | 0.0031785 | 0.0031785 | 0.0031785 | 0.0476 |  |  |  | 0.0476 | 0.0476 | 0.0476 | 1.1927 |  |  |  | 1.1927 | 1.1927 | 1.1927 | -0.14651 |  |  |  | -0.14651 | -0.14651 | -0.14651 | 0.76718 |  |  |  | 0.76718 | 0.76718 | 0.76718 | 0.81113 |  |  |  | 0.81113 | 0.81113 | 0.81113 | -0.0097487 |  |  |  | -0.0097487 | -0.0097487 | -0.0097487 | 0.13221 |  |  |  | 0.13221 | 0.13221 | 0.13221 | 1.2025 |  |  |  | 1.2025 | 1.2025 | 1.2025 | -0.11078 |  |  |  | -0.11078 | -0.11078 | -0.11078 | -0.054413 |  |  |  | -0.054413 | -0.054413 | -0.054413 | -1.568 |  |  |  | -1.568 | -1.568 | -1.568 | -0.0041718 |  |  |  | -0.0041718 | -0.0041718 | -0.0041718 | 0.062278 |  |  |  | 0.062278 | 0.062278 | 0.062278 | 1.1557 |  |  |  | 1.1557 | 1.1557 | 1.1557 | -0.11782 |  |  |  | -0.11782 | -0.11782 | -0.11782 | 1.1748 |  |  |  | 1.1748 | 1.1748 | 1.1748 | -1.5204 |  |  |  | -1.5204 | -1.5204 | -1.5204 | -0.0010886 |  |  |  | -0.0010886 | -0.0010886 | -0.0010886 | 10.4794 |  |  |  | 10.4794 | 10.4794 | 10.4794 | 0.67612 |  |  |  | 0.67612 | 0.67612 | 0.67612 | 0.079396 |  |  |  | 0.079396 | 0.079396 | 0.079396 | 5.7589 |  |  |  | 5.7589 | 5.7589 | 5.7589 | -12.8071 |  |  |  | -12.8071 | -12.8071 | -12.8071 | 0.065326 |  |  |  | 0.065326 | 0.065326 | 0.065326 | 13.4832 |  |  |  | 13.4832 | 13.4832 | 13.4832 | 8.6563 |  |  |  | 8.6563 | 8.6563 | 8.6563 | 0.0071406 |  |  |  | 0.0071406 | 0.0071406 | 0.0071406 | -0.076621 |  |  |  | -0.076621 | -0.076621 | -0.076621 | -14.576 |  |  |  | -14.576 | -14.576 | -14.576 | -0.0024664 |  |  |  | -0.0024664 | -0.0024664 | -0.0024664 | 12.9407 |  |  |  | 12.9407 | 12.9407 | 12.9407 | 1.6537 |  |  |  | 1.6537 | 1.6537 | 1.6537 | 0.067686 |  |  |  | 0.067686 | 0.067686 | 0.067686 | 7.7791 |  |  |  | 7.7791 | 7.7791 | 7.7791 | 0.68978 |  |  |  | 0.68978 | 0.68978 | 0.68978 | 0.055806 |  |  |  | 0.055806 | 0.055806 | 0.055806 | 0.0007139 |  |  |  | 0.0007139 | 0.0007139 | 0.0007139 | 8.2123 |  |  |  | 8.2123 | 8.2123 | 8.2123 | -0.12 |  |  |  | -0.12 | -0.12 | -0.12 | 0.011448 |  |  |  | 0.011448 | 0.011448 | 0.011448 | -0.74452 |  |  |  | -0.74452 | -0.74452 | -0.74452 | -0.076755 |  |  |  | -0.076755 | -0.076755 | -0.076755 | 0.035105 |  |  |  | 0.035105 | 0.035105 | 0.035105 | 5.8104 |  |  |  | 5.8104 | 5.8104 | 5.8104 | -0.085181 |  |  |  | -0.085181 | -0.085181 | -0.085181 | 0.12696 |  |  |  | 0.12696 | 0.12696 | 0.12696 | 1.0963 |  |  |  | 1.0963 | 1.0963 | 1.0963 | -0.020717 |  |  |  | -0.020717 | -0.020717 | -0.020717 | 0.0064904 |  |  |  | 0.0064904 | 0.0064904 | 0.0064904 | 7.6684 |  |  |  | 7.6684 | 7.6684 | 7.6684 | -0.098782 |  |  |  | -0.098782 | -0.098782 | -0.098782 | 1.0202 |  |  |  | 1.0202 | 1.0202 | 1.0202 | -6.7126 |  |  |  | -6.7126 | -6.7126 | -6.7126 | 0.0054569 |  |  |  | 0.0054569 | 0.0054569 | 0.0054569 | 4.8682 |  |  |  | 4.8682 | 4.8682 | 4.8682 | -2.626 |  |  |  | -2.626 | -2.626 | -2.626 | 0.00056105 |  |  |  | 0.00056105 | 0.00056105 | 0.00056105 | 3.228 |  |  |  | 3.228 | 3.228 | 3.228 | -2.9804 |  |  |  | -2.9804 | -2.9804 | -2.9804 | 0.00036517 |  |  |  | 0.00036517 | 0.00036517 | 0.00036517 | 4.8616 |  |  |  | 4.8616 | 4.8616 | 4.8616 | -4.1898 |  |  |  | -4.1898 | -4.1898 | -4.1898 | 0.00057057 |  |  |  | 0.00057057 | 0.00057057 | 0.00057057 | 3.2426 |  |  |  | 3.2426 | 3.2426 | 3.2426 | -2.4565 |  |  |  | -2.4565 | -2.4565 | -2.4565 | 0.00036411 |  |  |  | 0.00036411 | 0.00036411 | 0.00036411 | 4.8986 |  |  |  | 4.8986 | 4.8986 | 4.8986 | -2.8199 |  |  |  | -2.8199 | -2.8199 | -2.8199 | 0.00055398 |  |  |  | 0.00055398 | 0.00055398 | 0.00055398 | 3.223 |  |  |  | 3.223 | 3.223 | 3.223 | -2.6491 |  |  |  | -2.6491 | -2.6491 | -2.6491 | 0.00035786 |  |  |  | 0.00035786 | 0.00035786 | 0.00035786 | 4.9187 |  |  |  | 4.9187 | 4.9187 | 4.9187 | -3.2957 |  |  |  | -3.2957 | -3.2957 | -3.2957 | 0.00058611 |  |  |  | 0.00058611 | 0.00058611 | 0.00058611 | 3.2149 |  |  |  | 3.2149 | 3.2149 | 3.2149 | -1.9661 |  |  |  | -1.9661 | -1.9661 | -1.9661 | 0.00037154 |  |  |  | 0.00037154 | 0.00037154 | 0.00037154 | 4.9746 |  |  |  | 4.9746 | 4.9746 | 4.9746 | -5.971 |  |  |  | -5.971 | -5.971 | -5.971 | 0.00058428 |  |  |  | 0.00058428 | 0.00058428 | 0.00058428 | 0.033921 |  |  |  | 0.033921 | 0.033921 | 0.033921 | -3.3559 |  |  |  | -3.3559 | -3.3559 | -3.3559 | 0.00037942 |  |  |  | 0.00037942 | 0.00037942 | 0.00037942 | 5.1989 |  |  |  | 5.1989 | 5.1989 | 5.1989 | -10.3825 |  |  |  | -10.3825 | -10.3825 | -10.3825 | 0.00059707 |  |  |  | 0.00059707 | 0.00059707 | 0.00059707 | 0.029528 |  |  |  | 0.029528 | 0.029528 | 0.029528 | 0.63775 |  |  |  | 0.63775 | 0.63775 | 0.63775 | 0.00038157 |  |  |  | 0.00038157 | 0.00038157 | 0.00038157 | 4.5426 |  |  |  | 4.5426 | 4.5426 | 4.5426 | 1.2018 |  |  |  | 1.2018 | 1.2018 | 1.2018 | 0.00055165 |  |  |  | 0.00055165 | 0.00055165 | 0.00055165 | 3.088 |  |  |  | 3.088 | 3.088 | 3.088 | 0.92614 |  |  |  | 0.92614 | 0.92614 | 0.92614 | 0.00036685 |  |  |  | 0.00036685 | 0.00036685 | 0.00036685 | 4.6156 |  |  |  | 4.6156 | 4.6156 | 4.6156 | 1.2366 |  |  |  | 1.2366 | 1.2366 | 1.2366 | 0.0005749 |  |  |  | 0.0005749 | 0.0005749 | 0.0005749 | 3.105 |  |  |  | 3.105 | 3.105 | 3.105 | 0.73023 |  |  |  | 0.73023 | 0.73023 | 0.73023 | 0.00036917 |  |  |  | 0.00036917 | 0.00036917 | 0.00036917 | 4.7561 |  |  |  | 4.7561 | 4.7561 | 4.7561 | 1.1295 |  |  |  | 1.1295 | 1.1295 | 1.1295 | 0.00055415 |  |  |  | 0.00055415 | 0.00055415 | 0.00055415 | 3.1576 |  |  |  | 3.1576 | 3.1576 | 3.1576 | 0.95952 |  |  |  | 0.95952 | 0.95952 | 0.95952 | 0.00035719 |  |  |  | 0.00035719 | 0.00035719 | 0.00035719 | 4.7565 |  |  |  | 4.7565 | 4.7565 | 4.7565 | 1.0832 |  |  |  | 1.0832 | 1.0832 | 1.0832 | 0.00056455 |  |  |  | 0.00056455 | 0.00056455 | 0.00056455 | 3.155 |  |  |  | 3.155 | 3.155 | 3.155 | 0.93063 |  |  |  | 0.93063 | 0.93063 | 0.93063 | 0.00037326 |  |  |  | 0.00037326 | 0.00037326 | 0.00037326 | 4.7232 |  |  |  | 4.7232 | 4.7232 | 4.7232 | 1.57 |  |  |  | 1.57 | 1.57 | 1.57 | 0.0006002 |  |  |  | 0.0006002 | 0.0006002 | 0.0006002 | 3.142 |  |  |  | 3.142 | 3.142 | 3.142 | 0.90037 |  |  |  | 0.90037 | 0.90037 | 0.90037 | 0.00038152 |  |  |  | 0.00038152 | 0.00038152 | 0.00038152 | 4.8455 |  |  |  | 4.8455 | 4.8455 | 4.8455 | 1.1195 |  |  |  | 1.1195 | 1.1195 | 1.1195 | 0.00058137 |  |  |  | 0.00058137 | 0.00058137 | 0.00058137 | 3.198 |  |  |  | 3.198 | 3.198 | 3.198 | 0.88521 |  |  |  | 0.88521 | 0.88521 | 0.88521 | 0.00038452 |  |  |  | 0.00038452 | 0.00038452 | 0.00038452
|  |  | Base | Code | Measure |  |  |  |  | Base | Code | Measure |  |  |  |  | Base | Code | Measure |  |  |  |  | Base | Code | Measure |  |  |  |  | Base | Code | Measure |  |  |  |  | Base | Code | Measure |  |  |  |  | Base | Code | Measure |  |  |  |  | Base | Code | Measure |  |  |  |  | Base | Code | Measure |  |  |  |  | Base | Code | Measure |  |  |  |  | Base | Code | Measure |  |  |  |  | Base | Code | Measure |  |  |  |  | Base | Code | Measure |  |  |  |  | Base | Code | Measure |  |  |  |  | Base | Code | Measure |  |  |  |  | Base | Code | Measure |  |  |  |  | Base | Code | Measure |  |  |  |  | Base | Code | Measure |  |  |  |  | Base | Code | Measure |  |  |  |  | Base | Code | Measure |  |  |  |  | Base | Code | Measure |  |  |  |  | Base | Code | Measure |  |  |  |  | Base | Code | Measure |  |  |  |  | Base | Code | Measure |  |  |  |  | Base | Code | Measure |  |  |  |  | Base | Code | Measure |  |  |  |  | Base | Code | Measure |  |  |  |  | Base | Code | Measure |  |  |  |  | Base | Code | Measure |  |  |  |  | Base | Code | Measure |  |  |  |  | Base | Code | Measure |  |  |  |  | Base | Code | Measure |  |  |  |  | Base | Code | Measure |  |  |  |  | Base | Code | Measure |  |  |  |  | Base | Code | Measure |  |  |  |  | Base | Code | Measure |  |  |  |  | Base | Code | Measure |  |  |  |  | Base | Code | Measure |  |  |  |  | Base | Code | Measure |  |  |  |  | Base | Code | Measure |  |  |  |  | Base | Code | Measure |  |  |  |  | Base | Code | Measure |  |  |  |  | Base | Code | Measure |  |  |  |  | Base | Code | Measure |  |  |  |  | Base | Code | Measure |  |  |  |  | Base | Code | Measure |  |  |  |  | Base | Code | Measure |  |  |  |  | Base | Code | Measure |  |  |  |  | Base | Code | Measure |  |  |  |  | Base | Code | Measure |  |  |  |  | Base | Code | Measure |  |  |  |  | Base | Code | Measure |  |  |  |  | Base | Code | Measure |  |  |  |  | Base | Code | Measure |  |  |  |  | Base | Code | Measure |  |  |  |  | Base | Code | Measure |  |  |  |  | Base | Code | Measure |  |  |  |  | Base | Code | Measure |  |  |  |  | Base | Code | Measure |  |  |  |  | Base | Code | Measure |  |  |  |  | Base | Code | Measure |  |  |  |  | Base | Code | Measure |  |  |  |  | Base | Code | Measure |  |  |  |  | Base | Code | Measure |  |  |  |  | Base | Code | Measure |  |  |  |  | Base | Code | Measure |  |  |  |  | Base | Code | Measure |  |  |  |  | Base | Code | Measure |  |  |  |  | Base | Code | Measure |  |  |  |  | Base | Code | Measure |  |  |  |  | Base | Code | Measure |  |  |  |  | Base | Code | Measure |  |  |  |  | Base | Code | Measure |  |  |  |  | Base | Code | Measure |  |  |  |  | Base | Code | Measure |  |  |  |  | Base | Code | Measure |  |  |  |  | Base | Code | Measure |  |  |  |  | Base | Code | Measure |  |  |  |  | Base | Code | Measure |  |  |  |  | Base | Code | Measure |  |  |  |  | Base | Code | Measure |  |  |  |  | Base | Code | Measure |  |  |  |  | Base | Code | Measure |  |  |  |  | Base | Code | Measure |  |  |  |  | Base | Code | Measure |  |  |  |  | Base | Code | Measure |  |  |  |  | Base | Code | Measure |  |  |  |  | Base | Code | Measure |  |  |  |  | Base | Code | Measure |  |  |  |  | Base | Code | Measure |  |  |  |  | Base | Code | Measure |  |  |  |  | Base | Code | Measure |  |  |  |  | Base | Code | Measure |  |  |  |  | Base | Code | Measure |  |  |  |  | Base | Code | Measure |  |  |  |  | Base | Code | Measure |  |  |  |  | Base | Code | Measure |  |  |  |  | Base | Code | Measure |  |  |  |  | Base | Code | Measure |  |  |  |  | Base | Code | Measure |  |  |  |  | Base | Code | Measure |  |  |  |  | Base | Code | Measure |  |  |  |  | Base | Code | Measure |  |  |  |  | Base | Code | Measure |  |  |  |  | Base | Code | Measure |  |  |  |  | Base | Code | Measure |  |  |  |  | Base | Code | Measure |  |  |  |  | Base | Code | Measure |  |  |  |  | Base | Code | Measure |  |  |  |  | Base | Code | Measure |  |  |  |  | Base | Code | Measure |  |  |  |  | Base | Code | Measure |  |  |  |  | Base | Code | Measure |  |  |  |  | Base | Code | Measure |  |  |  |  | Base | Code | Measure |  |  |  |  | Base | Code | Measure |  |  |  |  | Base | Code | Measure |  |  |  |  | Base | Code | Measure |  |  |  |  | Base | Code | Measure |  |  |  |  | Base | Code | Measure |  |  |  |  | Base | Code | Measure |  |  |  |  | Base | Code | Measure |  |  |  |  | Base | Code | Measure |  |  |  |  | Base | Code | Measure |  |  |  |  | Base | Code | Measure |  |  |  |  | Base | Code | Measure |  |  |  |  | Base | Code | Measure |  |  |  |  | Base | Code | Measure |  |  |  |  | Base | Code | Measure |  |  |  |  | Base | Code | Measure |  |  |  |  | Base | Code | Measure |  |  |  |  | Base | Code | Measure |  |  |  |  | Base | Code | Measure |  |  |  |  | Base | Code | Measure |  |  |  |  | Base | Code | Measure |  |  |  |  | Base | Code | Measure |  |  |  |  | Base | Code | Measure |  |  |  |  | Base | Code | Measure |  |  |  |  | Base | Code | Measure |  |  |  |  | Base | Code | Measure |  |  |  |  | Base | Code | Measure |  |  |  |  | Base | Code | Measure |  |  |  |  | Base | Code | Measure |  |  |  |  | Base | Code | Measure |  |  |  |  | Base | Code | Measure |  |  |  |  | Base | Code | Measure |  |  |  |  | Base | Code | Measure |  |  |  |  | Base | Code | Measure |  |  |  |  | Base | Code | Measure |  |  |  |  | Base | Code | Measure |  |  |  |  | Base | Code | Measure |  |  |  |  | Base | Code | Measure |  |  |  |  | Base | Code | Measure |  |  |  |  | Base | Code | Measure |  |  |  |  | Base | Code | Measure |  |  |  |  | Base | Code | Measure |  |  |  |  | Base | Code | Measure |  |  |  |  | Base | Code | Measure |  |  |  |  | Base | Code | Measure |  |  |  |  | Base | Code | Measure |  |  |  |  | Base | Code | Measure |  |  |  |  | Base | Code | Measure |  |  |  |  | Base | Code | Measure |  |  |  |  | Base | Code | Measure |  |  |  |  | Base | Code | Measure |  |  |  |  | Base | Code | Measure |  |  |  |  | Base | Code | Measure |  |  |  |  | Base | Code | Measure |  |  |  |  | Base | Code | Measure |  |  |  |  | Base | Code | Measure |  |  |  |  | Base | Code | Measure |  |  |  |  | Base | Code | Measure |  |  |  |  | Base | Code | Measure |  |  |  |  | Base | Code | Measure |  |  |  |  | Base | Code | Measure |  |  |  |  | Base | Code | Measure |  |  |  |  | Base | Code | Measure |  |  |  |  | Base | Code | Measure |  |  |  |  | Base | Code | Measure |  |  |  |  | Base | Code | Measure |  |  |  |  | Base | Code | Measure |  |  |  |  | Base | Code | Measure |  |  |  |  | Base | Code | Measure |  |  |  |  | Base | Code | Measure |  |  |  |  | Base | Code | Measure |  |  |  |  | Base | Code | Measure |  |  |  |  | Base | Code | Measure |  |  |  |  | Base | Code | Measure |  |  |  |  | Base | Code | Measure |  |  |  |  | Base | Code | Measure |  |  |  |  | Base | Code | Measure |  |  |  |  | Base | Code | Measure |  |  |  |  | Base | Code | Measure |  |  |  |  | Base | Code | Measure |  |  |  |  | Base | Code | Measure |  |  |  |  | Base | Code | Measure |  |  |  |  | Base | Code | Measure |  |  |  |  | Base | Code | Measure |  |  |  |  | Base | Code | Measure |  |  |  |  | Base | Code | Measure |  |  |  |  | Base | Code | Measure |  |  |  |  | Base | Code | Measure |  |  |  |  | Base | Code | Measure |  |  |  |  | Base | Code | Measure |  |  |  |  | Base | Code | Measure |  |  |  |  | Base | Code | Measure |  |  |  |  | Base | Code | Measure |  |  |  |  | Base | Code | Measure |  |  |  |  | Base | Code | Measure |  |  |  |  | Base | Code | Measure |  |  |  |  | Base | Code | Measure |  |  |  |  | Base | Code | Measure |  |  |  |  | Base | Code | Measure |  |  |  |  | Base | Code | Measure |  |  |  |  | Base | Code | Measure |  |  |  |  | Base | Code | Measure |  |  |  |  | Base | Code | Measure |  |  |  |  | Base | Code | Measure |  |  |  |  | Base | Code | Measure |  |  |  |  | Base | Code | Measure |  |  |  |  | Base | Code | Measure |  |  |  |  | Base | Code | Measure |  |  |  |  | Base | Code | Measure |  |  |  |  | Base | Code | Measure |  |  |  |  | Base | Code | Measure |  |  |  |  | Base | Code | Measure |  |  |  |  | Base | Code | Measure |  |  |  |  | Base | Code | Measure |  |  |  |  | Base | Code | Measure |  |  |  |  | Base | Code | Measure |  |  |  |  | Base | Code | Measure |  |  |  |  | Base | Code | Measure |  |  |  |  | Base | Code | Measure |  |  |  |  | Base | Code | Measure |  |  |  |  | Base | Code | Measure |  |  |  |  | Base | Code | Measure |  |  |  |  | Base | Code | Measure |  |  |  |  | Base | Code | Measure |  |  |  |  | Base | Code | Measure |  |  |  |  | Base | Code | Measure |  |  |  |  | Base | Code | Measure |  |  |  |  | Base | Code | Measure |  |  |  |  | Base | Code | Measure |  |  |  |  | Base | Code | Measure |  |  |  |  | Base | Code | Measure |  |  |  |  | Base | Code | Measure |  |  |  |  | Base | Code | Measure |  |  |  |  | Base | Code | Measure |  |  |  |  | Base | Code | Measure |  |  |  |  | Base | Code | Measure |  |  |  |  | Base | Code | Measure |  |  |  |  | Base | Code | Measure |  |  |  |  | Base | Code | Measure |  |  |  |  | Base | Code | Measure |  |  |  |  | Base | Code | Measure |  |  |  |  | Base | Code | Measure |  |  |  |  | Base | Code | Measure |  |  |  |  | Base | Code | Measure |  |  |  |  | Base | Code | Measure |  |  |  |  | Base | Code | Measure |  |  |  |  | Base | Code | Measure |  |  |  |  | Base | Code | Measure |  |  |  |  | Base | Code | Measure |  |  |  |  | Base | Code | Measure |  |  |  |  | Base | Code | Measure |  |  |  |  | Base | Code | Measure |  |  |  |  | Base | Code | Measure |  |  |  |  | Base | Code | Measure |  |  |  |  | Base | Code | Measure |  |  |  |  | Base | Code | Measure |  |  |  |  | Base | Code | Measure |  |  |  |  | Base | Code | Measure |  |  |  |  | Base | Code | Measure |  |  |  |  | Base | Code | Measure |  |  |  |  | Base | Code | Measure |  |  |  |  | Base | Code | Measure |  |  |  |  | Base | Code | Measure |  |  |  |  | Base | Code | Measure |  |  |  |  | Base | Code | Measure |  |  |  |  | Base | Code | Measure |  |  |  |  | Base | Code | Measure |  |  |  |  | Base | Code | Measure |  |  |  |  | Base | Code | Measure |  |  |  |  | Base | Code | Measure |  |  |  |  | Base | Code | Measure |  |  |  |  | Base | Code | Measure |  |  |  |  | Base | Code | Measure |  |  |  |  | Base | Code | Measure |  |  |  |  | Base | Code | Measure
# of Regressions |  |  | 0 | 0 | 0 | -0.00012216 | #VALUE! | #VALUE! | #VALUE! | #VALUE! | #VALUE! | #VALUE! | -0.0012065 | #VALUE! | #VALUE! | #VALUE! | #VALUE! | #VALUE! | #VALUE! | -3.3215e-06 | #VALUE! | #VALUE! | #VALUE! | #VALUE! | #VALUE! | #VALUE! | 3.0938e-06 | #VALUE! | #VALUE! | #VALUE! | #VALUE! | #VALUE! | #VALUE! | -0.00042639 | #VALUE! | #VALUE! | #VALUE! | #VALUE! | #VALUE! | #VALUE! | -2.3285e-06 | #VALUE! | #VALUE! | #VALUE! | #VALUE! | #VALUE! | #VALUE! | 1.1299e-06 | #VALUE! | #VALUE! | #VALUE! | #VALUE! | #VALUE! | #VALUE! | -0.0012398 | #VALUE! | #VALUE! | #VALUE! | #VALUE! | #VALUE! | #VALUE! | -7.4054e-06 | #VALUE! | #VALUE! | #VALUE! | #VALUE! | #VALUE! | #VALUE! | 1.4556e-05 | #VALUE! | #VALUE! | #VALUE! | #VALUE! | #VALUE! | #VALUE! | -0.0004091 | #VALUE! | #VALUE! | #VALUE! | #VALUE! | #VALUE! | #VALUE! | -8.4333e-06 | #VALUE! | #VALUE! | #VALUE! | #VALUE! | #VALUE! | #VALUE! | 2.5955e-06 | #VALUE! | #VALUE! | #VALUE! | #VALUE! | #VALUE! | #VALUE! | -0.0010148 | #VALUE! | #VALUE! | #VALUE! | #VALUE! | #VALUE! | #VALUE! | -1.9122e-05 | #VALUE! | #VALUE! | #VALUE! | #VALUE! | #VALUE! | #VALUE! | 6.7096e-06 | #VALUE! | #VALUE! | #VALUE! | #VALUE! | #VALUE! | #VALUE! | -0.00034807 | #VALUE! | #VALUE! | #VALUE! | #VALUE! | #VALUE! | #VALUE! | -3.6578e-07 | #VALUE! | #VALUE! | #VALUE! | #VALUE! | #VALUE! | #VALUE! | 1.3735e-06 | #VALUE! | #VALUE! | #VALUE! | #VALUE! | #VALUE! | #VALUE! | -0.0011582 | #VALUE! | #VALUE! | #VALUE! | #VALUE! | #VALUE! | #VALUE! | -9.4691e-06 | #VALUE! | #VALUE! | #VALUE! | #VALUE! | #VALUE! | #VALUE! | 1.4243e-05 | #VALUE! | #VALUE! | #VALUE! | #VALUE! | #VALUE! | #VALUE! | -0.00038833 | #VALUE! | #VALUE! | #VALUE! | #VALUE! | #VALUE! | #VALUE! | -4.1381e-06 | #VALUE! | #VALUE! | #VALUE! | #VALUE! | #VALUE! | #VALUE! | 1.3949e-06 | #VALUE! | #VALUE! | #VALUE! | #VALUE! | #VALUE! | #VALUE! | -0.001146 | #VALUE! | #VALUE! | #VALUE! | #VALUE! | #VALUE! | #VALUE! | -5.5352e-06 | #VALUE! | #VALUE! | #VALUE! | #VALUE! | #VALUE! | #VALUE! | 1.8772e-05 | #VALUE! | #VALUE! | #VALUE! | #VALUE! | #VALUE! | #VALUE! | -0.00039562 | #VALUE! | #VALUE! | #VALUE! | #VALUE! | #VALUE! | #VALUE! | -8.7807e-07 | #VALUE! | #VALUE! | #VALUE! | #VALUE! | #VALUE! | #VALUE! | 5.6253e-06 | #VALUE! | #VALUE! | #VALUE! | #VALUE! | #VALUE! | #VALUE! | -0.0012048 | #VALUE! | #VALUE! | #VALUE! | #VALUE! | #VALUE! | #VALUE! | -5.5647e-06 | #VALUE! | #VALUE! | #VALUE! | #VALUE! | #VALUE! | #VALUE! | -0.0001912 | #VALUE! | #VALUE! | #VALUE! | #VALUE! | #VALUE! | #VALUE! | -0.00036313 | #VALUE! | #VALUE! | #VALUE! | #VALUE! | #VALUE! | #VALUE! | -9.5103e-07 | #VALUE! | #VALUE! | #VALUE! | #VALUE! | #VALUE! | #VALUE! | -0.00032717 | #VALUE! | #VALUE! | #VALUE! | #VALUE! | #VALUE! | #VALUE! | -0.001117 | #VALUE! | #VALUE! | #VALUE! | #VALUE! | #VALUE! | #VALUE! | -5.3577e-06 | #VALUE! | #VALUE! | #VALUE! | #VALUE! | #VALUE! | #VALUE! | -0.00011904 | #VALUE! | #VALUE! | #VALUE! | #VALUE! | #VALUE! | #VALUE! | -0.00039785 | #VALUE! | #VALUE! | #VALUE! | #VALUE! | #VALUE! | #VALUE! | -2.8697e-06 | #VALUE! | #VALUE! | #VALUE! | #VALUE! | #VALUE! | #VALUE! | 3.5557e-06 | #VALUE! | #VALUE! | #VALUE! | #VALUE! | #VALUE! | #VALUE! | -0.0010741 | #VALUE! | #VALUE! | #VALUE! | #VALUE! | #VALUE! | #VALUE! | -1.1746e-05 | #VALUE! | #VALUE! | #VALUE! | #VALUE! | #VALUE! | #VALUE! | 8.6639e-06 | #VALUE! | #VALUE! | #VALUE! | #VALUE! | #VALUE! | #VALUE! | -0.00037466 | #VALUE! | #VALUE! | #VALUE! | #VALUE! | #VALUE! | #VALUE! | -7.7008e-06 | #VALUE! | #VALUE! | #VALUE! | #VALUE! | #VALUE! | #VALUE! | 0.00038373 | #VALUE! | #VALUE! | #VALUE! | #VALUE! | #VALUE! | #VALUE! | -0.0010016 | #VALUE! | #VALUE! | #VALUE! | #VALUE! | #VALUE! | #VALUE! | -1.4692e-05 | #VALUE! | #VALUE! | #VALUE! | #VALUE! | #VALUE! | #VALUE! | 4.0179e-06 | #VALUE! | #VALUE! | #VALUE! | #VALUE! | #VALUE! | #VALUE! | -0.00038592 | #VALUE! | #VALUE! | #VALUE! | #VALUE! | #VALUE! | #VALUE! | -3.1985e-06 | #VALUE! | #VALUE! | #VALUE! | #VALUE! | #VALUE! | #VALUE! | 3.6877e-06 | #VALUE! | #VALUE! | #VALUE! | #VALUE! | #VALUE! | #VALUE! | -0.0010823 | #VALUE! | #VALUE! | #VALUE! | #VALUE! | #VALUE! | #VALUE! | -9.8625e-06 | #VALUE! | #VALUE! | #VALUE! | #VALUE! | #VALUE! | #VALUE! | 1.2009e-05 | #VALUE! | #VALUE! | #VALUE! | #VALUE! | #VALUE! | #VALUE! | -0.00038752 | #VALUE! | #VALUE! | #VALUE! | #VALUE! | #VALUE! | #VALUE! | -7.0879e-06 | #VALUE! | #VALUE! | #VALUE! | #VALUE! | #VALUE! | #VALUE! | 4.4967e-06 | #VALUE! | #VALUE! | #VALUE! | #VALUE! | #VALUE! | #VALUE! | -0.0010741 | #VALUE! | #VALUE! | #VALUE! | #VALUE! | #VALUE! | #VALUE! | -6.4269e-06 | #VALUE! | #VALUE! | #VALUE! | #VALUE! | #VALUE! | #VALUE! | 2.6934e-05 | #VALUE! | #VALUE! | #VALUE! | #VALUE! | #VALUE! | #VALUE! | -0.00039371 | #VALUE! | #VALUE! | #VALUE! | #VALUE! | #VALUE! | #VALUE! | -9.7925e-06 | #VALUE! | #VALUE! | #VALUE! | #VALUE! | #VALUE! | #VALUE! | 1.8487e-05 | #VALUE! | #VALUE! | #VALUE! | #VALUE! | #VALUE! | #VALUE! | -0.0010536 | #VALUE! | #VALUE! | #VALUE! | #VALUE! | #VALUE! | #VALUE! | -6.2211e-06 | #VALUE! | #VALUE! | #VALUE! | #VALUE! | #VALUE! | #VALUE! | -7.1436e-05 | #VALUE! | #VALUE! | #VALUE! | #VALUE! | #VALUE! | #VALUE! | -0.00038267 | #VALUE! | #VALUE! | #VALUE! | #VALUE! | #VALUE! | #VALUE! | -1.1094e-05 | #VALUE! | #VALUE! | #VALUE! | #VALUE! | #VALUE! | #VALUE! | -0.00068177 | #VALUE! | #VALUE! | #VALUE! | #VALUE! | #VALUE! | #VALUE! | -0.0011544 | #VALUE! | #VALUE! | #VALUE! | #VALUE! | #VALUE! | #VALUE! | -4.6233e-08 | #VALUE! | #VALUE! | #VALUE! | #VALUE! | #VALUE! | #VALUE! | -0.00018064 | #VALUE! | #VALUE! | #VALUE! | #VALUE! | #VALUE! | #VALUE! | -0.00039261 | #VALUE! | #VALUE! | #VALUE! | #VALUE! | #VALUE! | #VALUE! | -1.3589e-08 | #VALUE! | #VALUE! | #VALUE! | #VALUE! | #VALUE! | #VALUE! | -0.00052625 | #VALUE! | #VALUE! | #VALUE! | #VALUE! | #VALUE! | #VALUE! | -0.0011068 | #VALUE! | #VALUE! | #VALUE! | #VALUE! | #VALUE! | #VALUE! | -4.3555e-08 | #VALUE! | #VALUE! | #VALUE! | #VALUE! | #VALUE! | #VALUE! | -0.00016183 | #VALUE! | #VALUE! | #VALUE! | #VALUE! | #VALUE! | #VALUE! | -0.00038812 | #VALUE! | #VALUE! | #VALUE! | #VALUE! | #VALUE! | #VALUE! | -1.4692e-08 | #VALUE! | #VALUE! | #VALUE! | #VALUE! | #VALUE! | #VALUE! | -0.00060938 | #VALUE! | #VALUE! | #VALUE! | #VALUE! | #VALUE! | #VALUE! | -0.0011353 | #VALUE! | #VALUE! | #VALUE! | #VALUE! | #VALUE! | #VALUE! | -5.6777e-08 | #VALUE! | #VALUE! | #VALUE! | #VALUE! | #VALUE! | #VALUE! | -0.00015337 | #VALUE! | #VALUE! | #VALUE! | #VALUE! | #VALUE! | #VALUE! | -0.00037219 | #VALUE! | #VALUE! | #VALUE! | #VALUE! | #VALUE! | #VALUE! | -1.6075e-08 | #VALUE! | #VALUE! | #VALUE! | #VALUE! | #VALUE! | #VALUE! | -0.00060263 | #VALUE! | #VALUE! | #VALUE! | #VALUE! | #VALUE! | #VALUE! | -0.0010866 | #VALUE! | #VALUE! | #VALUE! | #VALUE! | #VALUE! | #VALUE! | -4.434e-08 | #VALUE! | #VALUE! | #VALUE! | #VALUE! | #VALUE! | #VALUE! | -0.00013751 | #VALUE! | #VALUE! | #VALUE! | #VALUE! | #VALUE! | #VALUE! | -0.00038739 | #VALUE! | #VALUE! | #VALUE! | #VALUE! | #VALUE! | #VALUE! | -1.5739e-08 | #VALUE! | #VALUE! | #VALUE! | #VALUE! | #VALUE! | #VALUE! | -0.00065805 | #VALUE! | #VALUE! | #VALUE! | #VALUE! | #VALUE! | #VALUE! | -0.001063 | #VALUE! | #VALUE! | #VALUE! | #VALUE! | #VALUE! | #VALUE! | -4.584e-08 | #VALUE! | #VALUE! | #VALUE! | #VALUE! | #VALUE! | #VALUE! | 4.9094e-06 | #VALUE! | #VALUE! | #VALUE! | #VALUE! | #VALUE! | #VALUE! | -0.000392 | #VALUE! | #VALUE! | #VALUE! | #VALUE! | #VALUE! | #VALUE! | -1.535e-08 | #VALUE! | #VALUE! | #VALUE! | #VALUE! | #VALUE! | #VALUE! | -0.00075859 | #VALUE! | #VALUE! | #VALUE! | #VALUE! | #VALUE! | #VALUE! | -0.00095407 | #VALUE! | #VALUE! | #VALUE! | #VALUE! | #VALUE! | #VALUE! | -4.3063e-08 | #VALUE! | #VALUE! | #VALUE! | #VALUE! | #VALUE! | #VALUE! | 1.3071e-05 | #VALUE! | #VALUE! | #VALUE! | #VALUE! | #VALUE! | #VALUE! | -0.00035415 | #VALUE! | #VALUE! | #VALUE! | #VALUE! | #VALUE! | #VALUE! | -1.5e-08 | #VALUE! | #VALUE! | #VALUE! | #VALUE! | #VALUE! | #VALUE! | -0.00036134 | #VALUE! | #VALUE! | #VALUE! | #VALUE! | #VALUE! | #VALUE! | -0.0011735 | #VALUE! | #VALUE! | #VALUE! | #VALUE! | #VALUE! | #VALUE! | -5.1258e-08 | #VALUE! | #VALUE! | #VALUE! | #VALUE! | #VALUE! | #VALUE! | -0.00010169 | #VALUE! | #VALUE! | #VALUE! | #VALUE! | #VALUE! | #VALUE! | -0.00042569 | #VALUE! | #VALUE! | #VALUE! | #VALUE! | #VALUE! | #VALUE! | -1.503e-08 | #VALUE! | #VALUE! | #VALUE! | #VALUE! | #VALUE! | #VALUE! | -0.00033062 | #VALUE! | #VALUE! | #VALUE! | #VALUE! | #VALUE! | #VALUE! | -0.0011046 | #VALUE! | #VALUE! | #VALUE! | #VALUE! | #VALUE! | #VALUE! | -4.7796e-08 | #VALUE! | #VALUE! | #VALUE! | #VALUE! | #VALUE! | #VALUE! | -0.00011046 | #VALUE! | #VALUE! | #VALUE! | #VALUE! | #VALUE! | #VALUE! | -0.00040978 | #VALUE! | #VALUE! | #VALUE! | #VALUE! | #VALUE! | #VALUE! | -1.5073e-08 | #VALUE! | #VALUE! | #VALUE! | #VALUE! | #VALUE! | #VALUE! | -0.00045024 | #VALUE! | #VALUE! | #VALUE! | #VALUE! | #VALUE! | #VALUE! | -0.0012053 | #VALUE! | #VALUE! | #VALUE! | #VALUE! | #VALUE! | #VALUE! | -5.3034e-08 | #VALUE! | #VALUE! | #VALUE! | #VALUE! | #VALUE! | #VALUE! | -0.00012107 | #VALUE! | #VALUE! | #VALUE! | #VALUE! | #VALUE! | #VALUE! | -0.00044664 | #VALUE! | #VALUE! | #VALUE! | #VALUE! | #VALUE! | #VALUE! | -3.7533e-07 | #VALUE! | #VALUE! | #VALUE! | #VALUE! | #VALUE! | #VALUE! | -0.00041863 | #VALUE! | #VALUE! | #VALUE! | #VALUE! | #VALUE! | #VALUE! | -0.0011502 | #VALUE! | #VALUE! | #VALUE! | #VALUE! | #VALUE! | #VALUE! | -4.8874e-08 | #VALUE! | #VALUE! | #VALUE! | #VALUE! | #VALUE! | #VALUE! | -0.00011828 | #VALUE! | #VALUE! | #VALUE! | #VALUE! | #VALUE! | #VALUE! | -0.00041289 | #VALUE! | #VALUE! | #VALUE! | #VALUE! | #VALUE! | #VALUE! | -1.5357e-08 | #VALUE! | #VALUE! | #VALUE! | #VALUE! | #VALUE! | #VALUE! | -0.00041716 | #VALUE! | #VALUE! | #VALUE! | #VALUE! | #VALUE! | #VALUE! | -0.0012151 | #VALUE! | #VALUE! | #VALUE! | #VALUE! | #VALUE! | #VALUE! | -5.4081e-08 | #VALUE! | #VALUE! | #VALUE! | #VALUE! | #VALUE! | #VALUE! | -0.00011552 | #VALUE! | #VALUE! | #VALUE! | #VALUE! | #VALUE! | #VALUE! | -0.00042465 | #VALUE! | #VALUE! | #VALUE! | #VALUE! | #VALUE! | #VALUE! | -1.4808e-08 | #VALUE! | #VALUE! | #VALUE! | #VALUE! | #VALUE! | #VALUE! | -0.00043506 | #VALUE! | #VALUE! | #VALUE! | #VALUE! | #VALUE! | #VALUE! | -0.0012256 | #VALUE! | #VALUE! | #VALUE! | #VALUE! | #VALUE! | #VALUE! | -5.4003e-08 | #VALUE! | #VALUE! | #VALUE! | #VALUE! | #VALUE! | #VALUE! | -0.00012537 | #VALUE! | #VALUE! | #VALUE! | #VALUE! | #VALUE! | #VALUE! | -0.0007141 | #VALUE! | #VALUE! | #VALUE! | #VALUE! | #VALUE! | #VALUE! | -1.4412e-08 | #VALUE! | #VALUE! | #VALUE! | #VALUE! | #VALUE! | #VALUE! | -0.00019087 | #VALUE! | #VALUE! | #VALUE! | #VALUE! | #VALUE! | #VALUE! | -0.0011985 | #VALUE! | #VALUE! | #VALUE! | #VALUE! | #VALUE! | #VALUE! | -6.5601e-06 | #VALUE! | #VALUE! | #VALUE! | #VALUE! | #VALUE! | #VALUE! | -0.0001188 | #VALUE! | #VALUE! | #VALUE! | #VALUE! | #VALUE! | #VALUE! | -0.00041656 | #VALUE! | #VALUE! | #VALUE! | #VALUE! | #VALUE! | #VALUE! | -2.8799e-06 | #VALUE! | #VALUE! | #VALUE! | #VALUE! | #VALUE! | #VALUE! | 6.3672e-06 | #VALUE! | #VALUE! | #VALUE! | #VALUE! | #VALUE! | #VALUE! | -0.0012058 | #VALUE! | #VALUE! | #VALUE! | #VALUE! | #VALUE! | #VALUE! | -9.6378e-06 | #VALUE! | #VALUE! | #VALUE! | #VALUE! | #VALUE! | #VALUE! | 3.1786e-05 | #VALUE! | #VALUE! | #VALUE! | #VALUE! | #VALUE! | #VALUE! | -0.00038918 | #VALUE! | #VALUE! | #VALUE! | #VALUE! | #VALUE! | #VALUE! | -1.1641e-06 | #VALUE! | #VALUE! | #VALUE! | #VALUE! | #VALUE! | #VALUE! | -0.00071812 | #VALUE! | #VALUE! | #VALUE! | #VALUE! | #VALUE! | #VALUE! | -0.0010298 | #VALUE! | #VALUE! | #VALUE! | #VALUE! | #VALUE! | #VALUE! | -2.227e-05 | #VALUE! | #VALUE! | #VALUE! | #VALUE! | #VALUE! | #VALUE! | 5.9266e-06 | #VALUE! | #VALUE! | #VALUE! | #VALUE! | #VALUE! | #VALUE! | -0.00034016 | #VALUE! | #VALUE! | #VALUE! | #VALUE! | #VALUE! | #VALUE! | -6.6478e-07 | #VALUE! | #VALUE! | #VALUE! | #VALUE! | #VALUE! | #VALUE! | 3.8311e-06 | #VALUE! | #VALUE! | #VALUE! | #VALUE! | #VALUE! | #VALUE! | -0.0011317 | #VALUE! | #VALUE! | #VALUE! | #VALUE! | #VALUE! | #VALUE! | -1.499e-05 | #VALUE! | #VALUE! | #VALUE! | #VALUE! | #VALUE! | #VALUE! | 1.6695e-05 | #VALUE! | #VALUE! | #VALUE! | #VALUE! | #VALUE! | #VALUE! | -0.00038532 | #VALUE! | #VALUE! | #VALUE! | #VALUE! | #VALUE! | #VALUE! | -7.7942e-07 | #VALUE! | #VALUE! | #VALUE! | #VALUE! | #VALUE! | #VALUE! | 8.6753e-06 | #VALUE! | #VALUE! | #VALUE! | #VALUE! | #VALUE! | #VALUE! | -0.0010878 | #VALUE! | #VALUE! | #VALUE! | #VALUE! | #VALUE! | #VALUE! | -9.1704e-06 | #VALUE! | #VALUE! | #VALUE! | #VALUE! | #VALUE! | #VALUE! | -6.3337e-05 | #VALUE! | #VALUE! | #VALUE! | #VALUE! | #VALUE! | #VALUE! | -0.0003892 | #VALUE! | #VALUE! | #VALUE! | #VALUE! | #VALUE! | #VALUE! | -1.1357e-06 | #VALUE! | #VALUE! | #VALUE! | #VALUE! | #VALUE! | #VALUE! | 4.8628e-06 | #VALUE! | #VALUE! | #VALUE! | #VALUE! | #VALUE! | #VALUE! | -0.0011511 | #VALUE! | #VALUE! | #VALUE! | #VALUE! | #VALUE! | #VALUE! | -9.4379e-06 | #VALUE! | #VALUE! | #VALUE! | #VALUE! | #VALUE! | #VALUE! | -0.00026198 | #VALUE! | #VALUE! | #VALUE! | #VALUE! | #VALUE! | #VALUE! | -0.00036279 | #VALUE! | #VALUE! | #VALUE! | #VALUE! | #VALUE! | #VALUE! | -3.238e-07 | #VALUE! | #VALUE! | #VALUE! | #VALUE! | #VALUE! | #VALUE! | -0.00044813 | #VALUE! | #VALUE! | #VALUE! | #VALUE! | #VALUE! | #VALUE! | -0.0010364 | #VALUE! | #VALUE! | #VALUE! | #VALUE! | #VALUE! | #VALUE! | -7.8473e-06 | #VALUE! | #VALUE! | #VALUE! | #VALUE! | #VALUE! | #VALUE! | -0.00022254 | #VALUE! | #VALUE! | #VALUE! | #VALUE! | #VALUE! | #VALUE! | -0.00044746 | #VALUE! | #VALUE! | #VALUE! | #VALUE! | #VALUE! | #VALUE! | -6.6254e-06 | #VALUE! | #VALUE! | #VALUE! | #VALUE! | #VALUE! | #VALUE! | -0.001229 | #VALUE! | #VALUE! | #VALUE! | #VALUE! | #VALUE! | #VALUE! | -0.0010459 | #VALUE! | #VALUE! | #VALUE! | #VALUE! | #VALUE! | #VALUE! | -2.2182e-05 | #VALUE! | #VALUE! | #VALUE! | #VALUE! | #VALUE! | #VALUE! | 1.5813e-05 | #VALUE! | #VALUE! | #VALUE! | #VALUE! | #VALUE! | #VALUE! | -0.00036667 | #VALUE! | #VALUE! | #VALUE! | #VALUE! | #VALUE! | #VALUE! | -1.0639e-06 | #VALUE! | #VALUE! | #VALUE! | #VALUE! | #VALUE! | #VALUE! | 0.0010556 | #VALUE! | #VALUE! | #VALUE! | #VALUE! | #VALUE! | #VALUE! | -0.00097805 | #VALUE! | #VALUE! | #VALUE! | #VALUE! | #VALUE! | #VALUE! | -2.5299e-06 | #VALUE! | #VALUE! | #VALUE! | #VALUE! | #VALUE! | #VALUE! | -6.6994e-05 | #VALUE! | #VALUE! | #VALUE! | #VALUE! | #VALUE! | #VALUE! | -0.00035227 | #VALUE! | #VALUE! | #VALUE! | #VALUE! | #VALUE! | #VALUE! | -5.5955e-06 | #VALUE! | #VALUE! | #VALUE! | #VALUE! | #VALUE! | #VALUE! | 5.1107e-06 | #VALUE! | #VALUE! | #VALUE! | #VALUE! | #VALUE! | #VALUE! | -0.0010365 | #VALUE! | #VALUE! | #VALUE! | #VALUE! | #VALUE! | #VALUE! | -2.31e-05 | #VALUE! | #VALUE! | #VALUE! | #VALUE! | #VALUE! | #VALUE! | 1.8268e-05 | #VALUE! | #VALUE! | #VALUE! | #VALUE! | #VALUE! | #VALUE! | -0.00035656 | #VALUE! | #VALUE! | #VALUE! | #VALUE! | #VALUE! | #VALUE! | -9.7735e-06 | #VALUE! | #VALUE! | #VALUE! | #VALUE! | #VALUE! | #VALUE! | 3.5994e-05 | #VALUE! | #VALUE! | #VALUE! | #VALUE! | #VALUE! | #VALUE! | -0.001016 | #VALUE! | #VALUE! | #VALUE! | #VALUE! | #VALUE! | #VALUE! | -1.0074e-05 | #VALUE! | #VALUE! | #VALUE! | #VALUE! | #VALUE! | #VALUE! | 4.2429e-05 | #VALUE! | #VALUE! | #VALUE! | #VALUE! | #VALUE! | #VALUE! | -0.00046871 | #VALUE! | #VALUE! | #VALUE! | #VALUE! | #VALUE! | #VALUE! | -1.6008e-05 | #VALUE! | #VALUE! | #VALUE! | #VALUE! | #VALUE! | #VALUE! | 1.4871e-05 | #VALUE! | #VALUE! | #VALUE! | #VALUE! | #VALUE! | #VALUE! | -0.0010315 | #VALUE! | #VALUE! | #VALUE! | #VALUE! | #VALUE! | #VALUE! | -8.8898e-06 | #VALUE! | #VALUE! | #VALUE! | #VALUE! | #VALUE! | #VALUE! | -0.0001081 | #VALUE! | #VALUE! | #VALUE! | #VALUE! | #VALUE! | #VALUE! | -0.00035886 | #VALUE! | #VALUE! | #VALUE! | #VALUE! | #VALUE! | #VALUE! | -2.5017e-06 | #VALUE! | #VALUE! | #VALUE! | #VALUE! | #VALUE! | #VALUE! | -0.00065209 | #VALUE! | #VALUE! | #VALUE! | #VALUE! | #VALUE! | #VALUE! | -0.0010531 | #VALUE! | #VALUE! | #VALUE! | #VALUE! | #VALUE! | #VALUE! | -5.1098e-08 | #VALUE! | #VALUE! | #VALUE! | #VALUE! | #VALUE! | #VALUE! | -0.00017335 | #VALUE! | #VALUE! | #VALUE! | #VALUE! | #VALUE! | #VALUE! | -0.0003497 | #VALUE! | #VALUE! | #VALUE! | #VALUE! | #VALUE! | #VALUE! | -1.4427e-08 | #VALUE! | #VALUE! | #VALUE! | #VALUE! | #VALUE! | #VALUE! | -0.0005086 | #VALUE! | #VALUE! | #VALUE! | #VALUE! | #VALUE! | #VALUE! | -0.0010343 | #VALUE! | #VALUE! | #VALUE! | #VALUE! | #VALUE! | #VALUE! | -4.6324e-08 | #VALUE! | #VALUE! | #VALUE! | #VALUE! | #VALUE! | #VALUE! | -0.00015936 | #VALUE! | #VALUE! | #VALUE! | #VALUE! | #VALUE! | #VALUE! | -0.00035147 | #VALUE! | #VALUE! | #VALUE! | #VALUE! | #VALUE! | #VALUE! | -1.4701e-08 | #VALUE! | #VALUE! | #VALUE! | #VALUE! | #VALUE! | #VALUE! | -0.00057403 | #VALUE! | #VALUE! | #VALUE! | #VALUE! | #VALUE! | #VALUE! | -0.0010504 | #VALUE! | #VALUE! | #VALUE! | #VALUE! | #VALUE! | #VALUE! | -4.6015e-08 | #VALUE! | #VALUE! | #VALUE! | #VALUE! | #VALUE! | #VALUE! | -0.00014632 | #VALUE! | #VALUE! | #VALUE! | #VALUE! | #VALUE! | #VALUE! | -0.00033204 | #VALUE! | #VALUE! | #VALUE! | #VALUE! | #VALUE! | #VALUE! | -1.468e-08 | #VALUE! | #VALUE! | #VALUE! | #VALUE! | #VALUE! | #VALUE! | -0.00058082 | #VALUE! | #VALUE! | #VALUE! | #VALUE! | #VALUE! | #VALUE! | -0.0010292 | #VALUE! | #VALUE! | #VALUE! | #VALUE! | #VALUE! | #VALUE! | -4.8687e-08 | #VALUE! | #VALUE! | #VALUE! | #VALUE! | #VALUE! | #VALUE! | -0.00013907 | #VALUE! | #VALUE! | #VALUE! | #VALUE! | #VALUE! | #VALUE! | -0.00035489 | #VALUE! | #VALUE! | #VALUE! | #VALUE! | #VALUE! | #VALUE! | -1.476e-08 | #VALUE! | #VALUE! | #VALUE! | #VALUE! | #VALUE! | #VALUE! | -0.00062701 | #VALUE! | #VALUE! | #VALUE! | #VALUE! | #VALUE! | #VALUE! | -0.0009876 | #VALUE! | #VALUE! | #VALUE! | #VALUE! | #VALUE! | #VALUE! | -2.9504e-08 | #VALUE! | #VALUE! | #VALUE! | #VALUE! | #VALUE! | #VALUE! | 4.4676e-06 | #VALUE! | #VALUE! | #VALUE! | #VALUE! | #VALUE! | #VALUE! | -0.0003434 | #VALUE! | #VALUE! | #VALUE! | #VALUE! | #VALUE! | #VALUE! | -1.6321e-08 | #VALUE! | #VALUE! | #VALUE! | #VALUE! | #VALUE! | #VALUE! | -0.00064827 | #VALUE! | #VALUE! | #VALUE! | #VALUE! | #VALUE! | #VALUE! | -0.00059488 | #VALUE! | #VALUE! | #VALUE! | #VALUE! | #VALUE! | #VALUE! | -4.6436e-08 | #VALUE! | #VALUE! | #VALUE! | #VALUE! | #VALUE! | #VALUE! | 6.9346e-06 | #VALUE! | #VALUE! | #VALUE! | #VALUE! | #VALUE! | #VALUE! | -0.00030569 | #VALUE! | #VALUE! | #VALUE! | #VALUE! | #VALUE! | #VALUE! | -1.5328e-08 | #VALUE! | #VALUE! | #VALUE! | #VALUE! | #VALUE! | #VALUE! | -0.00017206 | #VALUE! | #VALUE! | #VALUE! | #VALUE! | #VALUE! | #VALUE! | -0.001135 | #VALUE! | #VALUE! | #VALUE! | #VALUE! | #VALUE! | #VALUE! | -5.7551e-08 | #VALUE! | #VALUE! | #VALUE! | #VALUE! | #VALUE! | #VALUE! | -8.874e-05 | #VALUE! | #VALUE! | #VALUE! | #VALUE! | #VALUE! | #VALUE! | -0.00043628 | #VALUE! | #VALUE! | #VALUE! | #VALUE! | #VALUE! | #VALUE! | -1.8076e-08 | #VALUE! | #VALUE! | #VALUE! | #VALUE! | #VALUE! | #VALUE! | -0.00020999 | #VALUE! | #VALUE! | #VALUE! | #VALUE! | #VALUE! | #VALUE! | -0.0010536 | #VALUE! | #VALUE! | #VALUE! | #VALUE! | #VALUE! | #VALUE! | -6.7403e-08 | #VALUE! | #VALUE! | #VALUE! | #VALUE! | #VALUE! | #VALUE! | -9.3818e-05 | #VALUE! | #VALUE! | #VALUE! | #VALUE! | #VALUE! | #VALUE! | -0.0004469 | #VALUE! | #VALUE! | #VALUE! | #VALUE! | #VALUE! | #VALUE! | -1.831e-08 | #VALUE! | #VALUE! | #VALUE! | #VALUE! | #VALUE! | #VALUE! | -0.00044302 | #VALUE! | #VALUE! | #VALUE! | #VALUE! | #VALUE! | #VALUE! | -0.0011374 | #VALUE! | #VALUE! | #VALUE! | #VALUE! | #VALUE! | #VALUE! | -6.4182e-08 | #VALUE! | #VALUE! | #VALUE! | #VALUE! | #VALUE! | #VALUE! | -0.00012936 | #VALUE! | #VALUE! | #VALUE! | #VALUE! | #VALUE! | #VALUE! | -0.00044044 | #VALUE! | #VALUE! | #VALUE! | #VALUE! | #VALUE! | #VALUE! | -1.4589e-08 | #VALUE! | #VALUE! | #VALUE! | #VALUE! | #VALUE! | #VALUE! | -0.00040206 | #VALUE! | #VALUE! | #VALUE! | #VALUE! | #VALUE! | #VALUE! | -0.0010606 | #VALUE! | #VALUE! | #VALUE! | #VALUE! | #VALUE! | #VALUE! | -7.1765e-08 | #VALUE! | #VALUE! | #VALUE! | #VALUE! | #VALUE! | #VALUE! | -0.00011888 | #VALUE! | #VALUE! | #VALUE! | #VALUE! | #VALUE! | #VALUE! | -0.00042181 | #VALUE! | #VALUE! | #VALUE! | #VALUE! | #VALUE! | #VALUE! | -1.9938e-08 | #VALUE! | #VALUE! | #VALUE! | #VALUE! | #VALUE! | #VALUE! | -0.00038708 | #VALUE! | #VALUE! | #VALUE! | #VALUE! | #VALUE! | #VALUE! | -0.0012649 | #VALUE! | #VALUE! | #VALUE! | #VALUE! | #VALUE! | #VALUE! | -7.0972e-08 | #VALUE! | #VALUE! | #VALUE! | #VALUE! | #VALUE! | #VALUE! | -0.00012061 | #VALUE! | #VALUE! | #VALUE! | #VALUE! | #VALUE! | #VALUE! | -0.00045085 | #VALUE! | #VALUE! | #VALUE! | #VALUE! | #VALUE! | #VALUE! | -2.0839e-08 | #VALUE! | #VALUE! | #VALUE! | #VALUE! | #VALUE! | #VALUE! | -0.00045404 | #VALUE! | #VALUE! | #VALUE! | #VALUE! | #VALUE! | #VALUE! | -0.001221 | #VALUE! | #VALUE! | #VALUE! | #VALUE! | #VALUE! | #VALUE! | -6.926e-08 | #VALUE! | #VALUE! | #VALUE! | #VALUE! | #VALUE! | #VALUE! | -0.00013647 | #VALUE! | #VALUE! | #VALUE! | #VALUE! | #VALUE! | #VALUE! | -0.00045483 | #VALUE! | #VALUE! | #VALUE! | #VALUE! | #VALUE! | #VALUE! | -2.0174e-08 | #VALUE! | #VALUE! | #VALUE! | #VALUE! | #VALUE! | #VALUE!
288 |  |  | 0 | 0 | 0 | 0.0099914 | #VALUE! | #VALUE! | #VALUE! | #VALUE! | #VALUE! | #VALUE! | 0.0051162 | #VALUE! | #VALUE! | #VALUE! | #VALUE! | #VALUE! | #VALUE! | 0.00024317 | #VALUE! | #VALUE! | #VALUE! | #VALUE! | #VALUE! | #VALUE! | -0.00069202 | #VALUE! | #VALUE! | #VALUE! | #VALUE! | #VALUE! | #VALUE! | 0.0040536 | #VALUE! | #VALUE! | #VALUE! | #VALUE! | #VALUE! | #VALUE! | 0.00042502 | #VALUE! | #VALUE! | #VALUE! | #VALUE! | #VALUE! | #VALUE! | -0.00013286 | #VALUE! | #VALUE! | #VALUE! | #VALUE! | #VALUE! | #VALUE! | 0.0051722 | #VALUE! | #VALUE! | #VALUE! | #VALUE! | #VALUE! | #VALUE! | 0.00031431 | #VALUE! | #VALUE! | #VALUE! | #VALUE! | #VALUE! | #VALUE! | -0.0026169 | #VALUE! | #VALUE! | #VALUE! | #VALUE! | #VALUE! | #VALUE! | 0.0043073 | #VALUE! | #VALUE! | #VALUE! | #VALUE! | #VALUE! | #VALUE! | 0.00041589 | #VALUE! | #VALUE! | #VALUE! | #VALUE! | #VALUE! | #VALUE! | -0.00024229 | #VALUE! | #VALUE! | #VALUE! | #VALUE! | #VALUE! | #VALUE! | 0.0041243 | #VALUE! | #VALUE! | #VALUE! | #VALUE! | #VALUE! | #VALUE! | 0.00020998 | #VALUE! | #VALUE! | #VALUE! | #VALUE! | #VALUE! | #VALUE! | -0.0022834 | #VALUE! | #VALUE! | #VALUE! | #VALUE! | #VALUE! | #VALUE! | 0.0036158 | #VALUE! | #VALUE! | #VALUE! | #VALUE! | #VALUE! | #VALUE! | 3.9248e-05 | #VALUE! | #VALUE! | #VALUE! | #VALUE! | #VALUE! | #VALUE! | 0.001328 | #VALUE! | #VALUE! | #VALUE! | #VALUE! | #VALUE! | #VALUE! | 0.0035394 | #VALUE! | #VALUE! | #VALUE! | #VALUE! | #VALUE! | #VALUE! | 0.00033709 | #VALUE! | #VALUE! | #VALUE! | #VALUE! | #VALUE! | #VALUE! | -0.0029741 | #VALUE! | #VALUE! | #VALUE! | #VALUE! | #VALUE! | #VALUE! | 0.0028333 | #VALUE! | #VALUE! | #VALUE! | #VALUE! | #VALUE! | #VALUE! | 0.0005414 | #VALUE! | #VALUE! | #VALUE! | #VALUE! | #VALUE! | #VALUE! | 0.00092802 | #VALUE! | #VALUE! | #VALUE! | #VALUE! | #VALUE! | #VALUE! | 0.0051491 | #VALUE! | #VALUE! | #VALUE! | #VALUE! | #VALUE! | #VALUE! | 8.1532e-05 | #VALUE! | #VALUE! | #VALUE! | #VALUE! | #VALUE! | #VALUE! | -0.0023962 | #VALUE! | #VALUE! | #VALUE! | #VALUE! | #VALUE! | #VALUE! | 0.0038157 | #VALUE! | #VALUE! | #VALUE! | #VALUE! | #VALUE! | #VALUE! | 0.00033177 | #VALUE! | #VALUE! | #VALUE! | #VALUE! | #VALUE! | #VALUE! | -0.00025216 | #VALUE! | #VALUE! | #VALUE! | #VALUE! | #VALUE! | #VALUE! | 0.0052402 | #VALUE! | #VALUE! | #VALUE! | #VALUE! | #VALUE! | #VALUE! | 0.00029339 | #VALUE! | #VALUE! | #VALUE! | #VALUE! | #VALUE! | #VALUE! | 0.012022 | #VALUE! | #VALUE! | #VALUE! | #VALUE! | #VALUE! | #VALUE! | 0.0043824 | #VALUE! | #VALUE! | #VALUE! | #VALUE! | #VALUE! | #VALUE! | 0.00046307 | #VALUE! | #VALUE! | #VALUE! | #VALUE! | #VALUE! | #VALUE! | 0.0066002 | #VALUE! | #VALUE! | #VALUE! | #VALUE! | #VALUE! | #VALUE! | 0.0059196 | #VALUE! | #VALUE! | #VALUE! | #VALUE! | #VALUE! | #VALUE! | 0.00022431 | #VALUE! | #VALUE! | #VALUE! | #VALUE! | #VALUE! | #VALUE! | 0.034816 | #VALUE! | #VALUE! | #VALUE! | #VALUE! | #VALUE! | #VALUE! | 0.0024948 | #VALUE! | #VALUE! | #VALUE! | #VALUE! | #VALUE! | #VALUE! | 0.0006804 | #VALUE! | #VALUE! | #VALUE! | #VALUE! | #VALUE! | #VALUE! | -0.0001613 | #VALUE! | #VALUE! | #VALUE! | #VALUE! | #VALUE! | #VALUE! | 0.0064313 | #VALUE! | #VALUE! | #VALUE! | #VALUE! | #VALUE! | #VALUE! | 0.00018776 | #VALUE! | #VALUE! | #VALUE! | #VALUE! | #VALUE! | #VALUE! | -0.0021972 | #VALUE! | #VALUE! | #VALUE! | #VALUE! | #VALUE! | #VALUE! | 0.0027563 | #VALUE! | #VALUE! | #VALUE! | #VALUE! | #VALUE! | #VALUE! | 0.00054371 | #VALUE! | #VALUE! | #VALUE! | #VALUE! | #VALUE! | #VALUE! | 0.02549 | #VALUE! | #VALUE! | #VALUE! | #VALUE! | #VALUE! | #VALUE! | 0.0052682 | #VALUE! | #VALUE! | #VALUE! | #VALUE! | #VALUE! | #VALUE! | 0.00025177 | #VALUE! | #VALUE! | #VALUE! | #VALUE! | #VALUE! | #VALUE! | -0.0015424 | #VALUE! | #VALUE! | #VALUE! | #VALUE! | #VALUE! | #VALUE! | 0.0020159 | #VALUE! | #VALUE! | #VALUE! | #VALUE! | #VALUE! | #VALUE! | 0.00073876 | #VALUE! | #VALUE! | #VALUE! | #VALUE! | #VALUE! | #VALUE! | 0.00080059 | #VALUE! | #VALUE! | #VALUE! | #VALUE! | #VALUE! | #VALUE! | 0.0043943 | #VALUE! | #VALUE! | #VALUE! | #VALUE! | #VALUE! | #VALUE! | 0.00035683 | #VALUE! | #VALUE! | #VALUE! | #VALUE! | #VALUE! | #VALUE! | -0.0026773 | #VALUE! | #VALUE! | #VALUE! | #VALUE! | #VALUE! | #VALUE! | 0.0032944 | #VALUE! | #VALUE! | #VALUE! | #VALUE! | #VALUE! | #VALUE! | 0.00070181 | #VALUE! | #VALUE! | #VALUE! | #VALUE! | #VALUE! | #VALUE! | -8.7733e-05 | #VALUE! | #VALUE! | #VALUE! | #VALUE! | #VALUE! | #VALUE! | 0.0061059 | #VALUE! | #VALUE! | #VALUE! | #VALUE! | #VALUE! | #VALUE! | 0.0038481 | #VALUE! | #VALUE! | #VALUE! | #VALUE! | #VALUE! | #VALUE! | -0.0032768 | #VALUE! | #VALUE! | #VALUE! | #VALUE! | #VALUE! | #VALUE! | 0.0018392 | #VALUE! | #VALUE! | #VALUE! | #VALUE! | #VALUE! | #VALUE! | 0.0053593 | #VALUE! | #VALUE! | #VALUE! | #VALUE! | #VALUE! | #VALUE! | -0.00020834 | #VALUE! | #VALUE! | #VALUE! | #VALUE! | #VALUE! | #VALUE! | 0.0060348 | #VALUE! | #VALUE! | #VALUE! | #VALUE! | #VALUE! | #VALUE! | 0.0026947 | #VALUE! | #VALUE! | #VALUE! | #VALUE! | #VALUE! | #VALUE! | 0.006095 | #VALUE! | #VALUE! | #VALUE! | #VALUE! | #VALUE! | #VALUE! | 0.0018655 | #VALUE! | #VALUE! | #VALUE! | #VALUE! | #VALUE! | #VALUE! | 0.0085339 | #VALUE! | #VALUE! | #VALUE! | #VALUE! | #VALUE! | #VALUE! | 0.028613 | #VALUE! | #VALUE! | #VALUE! | #VALUE! | #VALUE! | #VALUE! | 0.0016828 | #VALUE! | #VALUE! | #VALUE! | #VALUE! | #VALUE! | #VALUE! | 8.4219e-08 | #VALUE! | #VALUE! | #VALUE! | #VALUE! | #VALUE! | #VALUE! | 0.01055 | #VALUE! | #VALUE! | #VALUE! | #VALUE! | #VALUE! | #VALUE! | 0.0020083 | #VALUE! | #VALUE! | #VALUE! | #VALUE! | #VALUE! | #VALUE! | 3.4671e-07 | #VALUE! | #VALUE! | #VALUE! | #VALUE! | #VALUE! | #VALUE! | 0.023108 | #VALUE! | #VALUE! | #VALUE! | #VALUE! | #VALUE! | #VALUE! | 0.0013878 | #VALUE! | #VALUE! | #VALUE! | #VALUE! | #VALUE! | #VALUE! | 1.7215e-07 | #VALUE! | #VALUE! | #VALUE! | #VALUE! | #VALUE! | #VALUE! | 0.013049 | #VALUE! | #VALUE! | #VALUE! | #VALUE! | #VALUE! | #VALUE! | 0.0014257 | #VALUE! | #VALUE! | #VALUE! | #VALUE! | #VALUE! | #VALUE! | 4.1369e-07 | #VALUE! | #VALUE! | #VALUE! | #VALUE! | #VALUE! | #VALUE! | 0.00058184 | #VALUE! | #VALUE! | #VALUE! | #VALUE! | #VALUE! | #VALUE! | 0.0011336 | #VALUE! | #VALUE! | #VALUE! | #VALUE! | #VALUE! | #VALUE! | 7.4333e-08 | #VALUE! | #VALUE! | #VALUE! | #VALUE! | #VALUE! | #VALUE! | 0.013603 | #VALUE! | #VALUE! | #VALUE! | #VALUE! | #VALUE! | #VALUE! | 0.0015309 | #VALUE! | #VALUE! | #VALUE! | #VALUE! | #VALUE! | #VALUE! | 1.512e-07 | #VALUE! | #VALUE! | #VALUE! | #VALUE! | #VALUE! | #VALUE! | 0.023189 | #VALUE! | #VALUE! | #VALUE! | #VALUE! | #VALUE! | #VALUE! | 0.0016713 | #VALUE! | #VALUE! | #VALUE! | #VALUE! | #VALUE! | #VALUE! | 1.3831e-07 | #VALUE! | #VALUE! | #VALUE! | #VALUE! | #VALUE! | #VALUE! | 0.011566 | #VALUE! | #VALUE! | #VALUE! | #VALUE! | #VALUE! | #VALUE! | 0.0013808 | #VALUE! | #VALUE! | #VALUE! | #VALUE! | #VALUE! | #VALUE! | 3.827e-07 | #VALUE! | #VALUE! | #VALUE! | #VALUE! | #VALUE! | #VALUE! | 0.0011041 | #VALUE! | #VALUE! | #VALUE! | #VALUE! | #VALUE! | #VALUE! | 0.014543 | #VALUE! | #VALUE! | #VALUE! | #VALUE! | #VALUE! | #VALUE! | 1.6962e-07 | #VALUE! | #VALUE! | #VALUE! | #VALUE! | #VALUE! | #VALUE! | -0.00070107 | #VALUE! | #VALUE! | #VALUE! | #VALUE! | #VALUE! | #VALUE! | 0.0022696 | #VALUE! | #VALUE! | #VALUE! | #VALUE! | #VALUE! | #VALUE! | 4.3913e-07 | #VALUE! | #VALUE! | #VALUE! | #VALUE! | #VALUE! | #VALUE! | 0.001715 | #VALUE! | #VALUE! | #VALUE! | #VALUE! | #VALUE! | #VALUE! | 0.0032415 | #VALUE! | #VALUE! | #VALUE! | #VALUE! | #VALUE! | #VALUE! | 9.3731e-08 | #VALUE! | #VALUE! | #VALUE! | #VALUE! | #VALUE! | #VALUE! | -7.9553e-05 | #VALUE! | #VALUE! | #VALUE! | #VALUE! | #VALUE! | #VALUE! | 0.0027324 | #VALUE! | #VALUE! | #VALUE! | #VALUE! | #VALUE! | #VALUE! | 3.4338e-07 | #VALUE! | #VALUE! | #VALUE! | #VALUE! | #VALUE! | #VALUE! | -0.0023534 | #VALUE! | #VALUE! | #VALUE! | #VALUE! | #VALUE! | #VALUE! | -0.00038939 | #VALUE! | #VALUE! | #VALUE! | #VALUE! | #VALUE! | #VALUE! | 2.8713e-06 | #VALUE! | #VALUE! | #VALUE! | #VALUE! | #VALUE! | #VALUE! | 0.008906 | #VALUE! | #VALUE! | #VALUE! | #VALUE! | #VALUE! | #VALUE! | 0.0071491 | #VALUE! | #VALUE! | #VALUE! | #VALUE! | #VALUE! | #VALUE! | 2.3592e-06 | #VALUE! | #VALUE! | #VALUE! | #VALUE! | #VALUE! | #VALUE! | 0.019433 | #VALUE! | #VALUE! | #VALUE! | #VALUE! | #VALUE! | #VALUE! | 0.052087 | #VALUE! | #VALUE! | #VALUE! | #VALUE! | #VALUE! | #VALUE! | 1.8015e-07 | #VALUE! | #VALUE! | #VALUE! | #VALUE! | #VALUE! | #VALUE! | 0.00047682 | #VALUE! | #VALUE! | #VALUE! | #VALUE! | #VALUE! | #VALUE! | 0.0024307 | #VALUE! | #VALUE! | #VALUE! | #VALUE! | #VALUE! | #VALUE! | 4.6776e-07 | #VALUE! | #VALUE! | #VALUE! | #VALUE! | #VALUE! | #VALUE! | 0.011133 | #VALUE! | #VALUE! | #VALUE! | #VALUE! | #VALUE! | #VALUE! | 0.023949 | #VALUE! | #VALUE! | #VALUE! | #VALUE! | #VALUE! | #VALUE! | 2.4925e-06 | #VALUE! | #VALUE! | #VALUE! | #VALUE! | #VALUE! | #VALUE! | 0.00020821 | #VALUE! | #VALUE! | #VALUE! | #VALUE! | #VALUE! | #VALUE! | 0.013976 | #VALUE! | #VALUE! | #VALUE! | #VALUE! | #VALUE! | #VALUE! | 3.9532e-06 | #VALUE! | #VALUE! | #VALUE! | #VALUE! | #VALUE! | #VALUE! | 0.013992 | #VALUE! | #VALUE! | #VALUE! | #VALUE! | #VALUE! | #VALUE! | 0.032995 | #VALUE! | #VALUE! | #VALUE! | #VALUE! | #VALUE! | #VALUE! | 6.0543e-06 | #VALUE! | #VALUE! | #VALUE! | #VALUE! | #VALUE! | #VALUE! | 0.00025626 | #VALUE! | #VALUE! | #VALUE! | #VALUE! | #VALUE! | #VALUE! | 0.0029509 | #VALUE! | #VALUE! | #VALUE! | #VALUE! | #VALUE! | #VALUE! | 4.651e-07 | #VALUE! | #VALUE! | #VALUE! | #VALUE! | #VALUE! | #VALUE! | 0.013437 | #VALUE! | #VALUE! | #VALUE! | #VALUE! | #VALUE! | #VALUE! | 0.036638 | #VALUE! | #VALUE! | #VALUE! | #VALUE! | #VALUE! | #VALUE! | 2.9481e-07 | #VALUE! | #VALUE! | #VALUE! | #VALUE! | #VALUE! | #VALUE! | 0.0081363 | #VALUE! | #VALUE! | #VALUE! | #VALUE! | #VALUE! | #VALUE! | 0.0027479 | #VALUE! | #VALUE! | #VALUE! | #VALUE! | #VALUE! | #VALUE! | 2.9887e-06 | #VALUE! | #VALUE! | #VALUE! | #VALUE! | #VALUE! | #VALUE! | 0.01159 | #VALUE! | #VALUE! | #VALUE! | #VALUE! | #VALUE! | #VALUE! | 0.039824 | #VALUE! | #VALUE! | #VALUE! | #VALUE! | #VALUE! | #VALUE! | 4.9845e-07 | #VALUE! | #VALUE! | #VALUE! | #VALUE! | #VALUE! | #VALUE! | 0.00027067 | #VALUE! | #VALUE! | #VALUE! | #VALUE! | #VALUE! | #VALUE! | 0.06726 | #VALUE! | #VALUE! | #VALUE! | #VALUE! | #VALUE! | #VALUE! | 3.9857e-07 | #VALUE! | #VALUE! | #VALUE! | #VALUE! | #VALUE! | #VALUE! | 0.0013115 | #VALUE! | #VALUE! | #VALUE! | #VALUE! | #VALUE! | #VALUE! | 0.031801 | #VALUE! | #VALUE! | #VALUE! | #VALUE! | #VALUE! | #VALUE! | -5.3469e-05 | #VALUE! | #VALUE! | #VALUE! | #VALUE! | #VALUE! | #VALUE! | 0.021133 | #VALUE! | #VALUE! | #VALUE! | #VALUE! | #VALUE! | #VALUE! | 0.0013484 | #VALUE! | #VALUE! | #VALUE! | #VALUE! | #VALUE! | #VALUE! | 0.000669 | #VALUE! | #VALUE! | #VALUE! | #VALUE! | #VALUE! | #VALUE! | 2.1941e-05 | #VALUE! | #VALUE! | #VALUE! | #VALUE! | #VALUE! | #VALUE! | 0.026206 | #VALUE! | #VALUE! | #VALUE! | #VALUE! | #VALUE! | #VALUE! | 0.00033773 | #VALUE! | #VALUE! | #VALUE! | #VALUE! | #VALUE! | #VALUE! | -0.0021915 | #VALUE! | #VALUE! | #VALUE! | #VALUE! | #VALUE! | #VALUE! | 0.0014921 | #VALUE! | #VALUE! | #VALUE! | #VALUE! | #VALUE! | #VALUE! | 5.1794e-05 | #VALUE! | #VALUE! | #VALUE! | #VALUE! | #VALUE! | #VALUE! | 0.07099 | #VALUE! | #VALUE! | #VALUE! | #VALUE! | #VALUE! | #VALUE! | 0.03906 | #VALUE! | #VALUE! | #VALUE! | #VALUE! | #VALUE! | #VALUE! | 7.0951e-05 | #VALUE! | #VALUE! | #VALUE! | #VALUE! | #VALUE! | #VALUE! | -0.0017752 | #VALUE! | #VALUE! | #VALUE! | #VALUE! | #VALUE! | #VALUE! | 0.0011325 | #VALUE! | #VALUE! | #VALUE! | #VALUE! | #VALUE! | #VALUE! | 6.4246e-05 | #VALUE! | #VALUE! | #VALUE! | #VALUE! | #VALUE! | #VALUE! | 2.0694e-05 | #VALUE! | #VALUE! | #VALUE! | #VALUE! | #VALUE! | #VALUE! | 0.032174 | #VALUE! | #VALUE! | #VALUE! | #VALUE! | #VALUE! | #VALUE! | -2.0598e-05 | #VALUE! | #VALUE! | #VALUE! | #VALUE! | #VALUE! | #VALUE! | -0.0023242 | #VALUE! | #VALUE! | #VALUE! | #VALUE! | #VALUE! | #VALUE! | 0.00041661 | #VALUE! | #VALUE! | #VALUE! | #VALUE! | #VALUE! | #VALUE! | 5.8673e-05 | #VALUE! | #VALUE! | #VALUE! | #VALUE! | #VALUE! | #VALUE! | -7.2515e-05 | #VALUE! | #VALUE! | #VALUE! | #VALUE! | #VALUE! | #VALUE! | 0.043839 | #VALUE! | #VALUE! | #VALUE! | #VALUE! | #VALUE! | #VALUE! | 2.0969e-05 | #VALUE! | #VALUE! | #VALUE! | #VALUE! | #VALUE! | #VALUE! | 0.0052043 | #VALUE! | #VALUE! | #VALUE! | #VALUE! | #VALUE! | #VALUE! | 0.0012498 | #VALUE! | #VALUE! | #VALUE! | #VALUE! | #VALUE! | #VALUE! | 2.9273e-05 | #VALUE! | #VALUE! | #VALUE! | #VALUE! | #VALUE! | #VALUE! | 3.6355e-05 | #VALUE! | #VALUE! | #VALUE! | #VALUE! | #VALUE! | #VALUE! | 0.047866 | #VALUE! | #VALUE! | #VALUE! | #VALUE! | #VALUE! | #VALUE! | 9.697e-05 | #VALUE! | #VALUE! | #VALUE! | #VALUE! | #VALUE! | #VALUE! | 0.014244 | #VALUE! | #VALUE! | #VALUE! | #VALUE! | #VALUE! | #VALUE! | 0.0012441 | #VALUE! | #VALUE! | #VALUE! | #VALUE! | #VALUE! | #VALUE! | 4.3353e-05 | #VALUE! | #VALUE! | #VALUE! | #VALUE! | #VALUE! | #VALUE! | -0.0019931 | #VALUE! | #VALUE! | #VALUE! | #VALUE! | #VALUE! | #VALUE! | 0.00069132 | #VALUE! | #VALUE! | #VALUE! | #VALUE! | #VALUE! | #VALUE! | 2.8276e-05 | #VALUE! | #VALUE! | #VALUE! | #VALUE! | #VALUE! | #VALUE! | 0.018791 | #VALUE! | #VALUE! | #VALUE! | #VALUE! | #VALUE! | #VALUE! | 0.0037106 | #VALUE! | #VALUE! | #VALUE! | #VALUE! | #VALUE! | #VALUE! | 0.00067911 | #VALUE! | #VALUE! | #VALUE! | #VALUE! | #VALUE! | #VALUE! | 0.015986 | #VALUE! | #VALUE! | #VALUE! | #VALUE! | #VALUE! | #VALUE! | 0.033901 | #VALUE! | #VALUE! | #VALUE! | #VALUE! | #VALUE! | #VALUE! | 0.00046531 | #VALUE! | #VALUE! | #VALUE! | #VALUE! | #VALUE! | #VALUE! | -0.0011296 | #VALUE! | #VALUE! | #VALUE! | #VALUE! | #VALUE! | #VALUE! | 0.0026691 | #VALUE! | #VALUE! | #VALUE! | #VALUE! | #VALUE! | #VALUE! | 4.7952e-05 | #VALUE! | #VALUE! | #VALUE! | #VALUE! | #VALUE! | #VALUE! | 0.13051 | #VALUE! | #VALUE! | #VALUE! | #VALUE! | #VALUE! | #VALUE! | -0.00079541 | #VALUE! | #VALUE! | #VALUE! | #VALUE! | #VALUE! | #VALUE! | 0.00025979 | #VALUE! | #VALUE! | #VALUE! | #VALUE! | #VALUE! | #VALUE! | 0.043654 | #VALUE! | #VALUE! | #VALUE! | #VALUE! | #VALUE! | #VALUE! | 0.0013861 | #VALUE! | #VALUE! | #VALUE! | #VALUE! | #VALUE! | #VALUE! | 0.00070048 | #VALUE! | #VALUE! | #VALUE! | #VALUE! | #VALUE! | #VALUE! | -0.00085032 | #VALUE! | #VALUE! | #VALUE! | #VALUE! | #VALUE! | #VALUE! | 7.2615e-05 | #VALUE! | #VALUE! | #VALUE! | #VALUE! | #VALUE! | #VALUE! | 7.0962e-05 | #VALUE! | #VALUE! | #VALUE! | #VALUE! | #VALUE! | #VALUE! | -0.0013813 | #VALUE! | #VALUE! | #VALUE! | #VALUE! | #VALUE! | #VALUE! | 0.00031254 | #VALUE! | #VALUE! | #VALUE! | #VALUE! | #VALUE! | #VALUE! | 0.00075144 | #VALUE! | #VALUE! | #VALUE! | #VALUE! | #VALUE! | #VALUE! | -0.00044328 | #VALUE! | #VALUE! | #VALUE! | #VALUE! | #VALUE! | #VALUE! | 0.0012259 | #VALUE! | #VALUE! | #VALUE! | #VALUE! | #VALUE! | #VALUE! | 0.00013848 | #VALUE! | #VALUE! | #VALUE! | #VALUE! | #VALUE! | #VALUE! | -0.0021273 | #VALUE! | #VALUE! | #VALUE! | #VALUE! | #VALUE! | #VALUE! | 0.0025793 | #VALUE! | #VALUE! | #VALUE! | #VALUE! | #VALUE! | #VALUE! | 0.00020791 | #VALUE! | #VALUE! | #VALUE! | #VALUE! | #VALUE! | #VALUE! | -6.5388e-05 | #VALUE! | #VALUE! | #VALUE! | #VALUE! | #VALUE! | #VALUE! | 0.031375 | #VALUE! | #VALUE! | #VALUE! | #VALUE! | #VALUE! | #VALUE! | 0.00017137 | #VALUE! | #VALUE! | #VALUE! | #VALUE! | #VALUE! | #VALUE! | 0.0055322 | #VALUE! | #VALUE! | #VALUE! | #VALUE! | #VALUE! | #VALUE! | 0.0010227 | #VALUE! | #VALUE! | #VALUE! | #VALUE! | #VALUE! | #VALUE! | 0.00051447 | #VALUE! | #VALUE! | #VALUE! | #VALUE! | #VALUE! | #VALUE! | -0.00011406 | #VALUE! | #VALUE! | #VALUE! | #VALUE! | #VALUE! | #VALUE! | 0.00085325 | #VALUE! | #VALUE! | #VALUE! | #VALUE! | #VALUE! | #VALUE! | 1.7512e-06 | #VALUE! | #VALUE! | #VALUE! | #VALUE! | #VALUE! | #VALUE! | 0.00064703 | #VALUE! | #VALUE! | #VALUE! | #VALUE! | #VALUE! | #VALUE! | 0.0019477 | #VALUE! | #VALUE! | #VALUE! | #VALUE! | #VALUE! | #VALUE! | 2.9835e-07 | #VALUE! | #VALUE! | #VALUE! | #VALUE! | #VALUE! | #VALUE! | 0.00052579 | #VALUE! | #VALUE! | #VALUE! | #VALUE! | #VALUE! | #VALUE! | 0.00084744 | #VALUE! | #VALUE! | #VALUE! | #VALUE! | #VALUE! | #VALUE! | 2.0808e-07 | #VALUE! | #VALUE! | #VALUE! | #VALUE! | #VALUE! | #VALUE! | 0.00084158 | #VALUE! | #VALUE! | #VALUE! | #VALUE! | #VALUE! | #VALUE! | 0.0029654 | #VALUE! | #VALUE! | #VALUE! | #VALUE! | #VALUE! | #VALUE! | 4.6607e-07 | #VALUE! | #VALUE! | #VALUE! | #VALUE! | #VALUE! | #VALUE! | 0.00053553 | #VALUE! | #VALUE! | #VALUE! | #VALUE! | #VALUE! | #VALUE! | -0.071292 | #VALUE! | #VALUE! | #VALUE! | #VALUE! | #VALUE! | #VALUE! | 4.4751e-08 | #VALUE! | #VALUE! | #VALUE! | #VALUE! | #VALUE! | #VALUE! | 0.00073586 | #VALUE! | #VALUE! | #VALUE! | #VALUE! | #VALUE! | #VALUE! | -0.024219 | #VALUE! | #VALUE! | #VALUE! | #VALUE! | #VALUE! | #VALUE! | 2.6987e-07 | #VALUE! | #VALUE! | #VALUE! | #VALUE! | #VALUE! | #VALUE! | 0.00049759 | #VALUE! | #VALUE! | #VALUE! | #VALUE! | #VALUE! | #VALUE! | -0.061788 | #VALUE! | #VALUE! | #VALUE! | #VALUE! | #VALUE! | #VALUE! | 1.4729e-07 | #VALUE! | #VALUE! | #VALUE! | #VALUE! | #VALUE! | #VALUE! | 0.00085653 | #VALUE! | #VALUE! | #VALUE! | #VALUE! | #VALUE! | #VALUE! | 0.0024193 | #VALUE! | #VALUE! | #VALUE! | #VALUE! | #VALUE! | #VALUE! | 3.8453e-07 | #VALUE! | #VALUE! | #VALUE! | #VALUE! | #VALUE! | #VALUE! | 0.0011112 | #VALUE! | #VALUE! | #VALUE! | #VALUE! | #VALUE! | #VALUE! | 0.0020425 | #VALUE! | #VALUE! | #VALUE! | #VALUE! | #VALUE! | #VALUE! | 5.9902e-07 | #VALUE! | #VALUE! | #VALUE! | #VALUE! | #VALUE! | #VALUE! | -4.4159e-05 | #VALUE! | #VALUE! | #VALUE! | #VALUE! | #VALUE! | #VALUE! | 0.0044781 | #VALUE! | #VALUE! | #VALUE! | #VALUE! | #VALUE! | #VALUE! | 4.5221e-07 | #VALUE! | #VALUE! | #VALUE! | #VALUE! | #VALUE! | #VALUE! | 0.0021489 | #VALUE! | #VALUE! | #VALUE! | #VALUE! | #VALUE! | #VALUE! | 0.0089136 | #VALUE! | #VALUE! | #VALUE! | #VALUE! | #VALUE! | #VALUE! | 4.2818e-07 | #VALUE! | #VALUE! | #VALUE! | #VALUE! | #VALUE! | #VALUE! | -5.9354e-05 | #VALUE! | #VALUE! | #VALUE! | #VALUE! | #VALUE! | #VALUE! | 0.0060086 | #VALUE! | #VALUE! | #VALUE! | #VALUE! | #VALUE! | #VALUE! | 3.6492e-07 | #VALUE! | #VALUE! | #VALUE! | #VALUE! | #VALUE! | #VALUE! | 0.00055288 | #VALUE! | #VALUE! | #VALUE! | #VALUE! | #VALUE! | #VALUE! | 0.025343 | #VALUE! | #VALUE! | #VALUE! | #VALUE! | #VALUE! | #VALUE! | 3.8745e-06 | #VALUE! | #VALUE! | #VALUE! | #VALUE! | #VALUE! | #VALUE! | -6.2771e-05 | #VALUE! | #VALUE! | #VALUE! | #VALUE! | #VALUE! | #VALUE! | 0.0067819 | #VALUE! | #VALUE! | #VALUE! | #VALUE! | #VALUE! | #VALUE! | 3.3209e-07 | #VALUE! | #VALUE! | #VALUE! | #VALUE! | #VALUE! | #VALUE! | 0.00056072 | #VALUE! | #VALUE! | #VALUE! | #VALUE! | #VALUE! | #VALUE! | 0.0040085 | #VALUE! | #VALUE! | #VALUE! | #VALUE! | #VALUE! | #VALUE! | 3.0723e-07 | #VALUE! | #VALUE! | #VALUE! | #VALUE! | #VALUE! | #VALUE! | 0.00046354 | #VALUE! | #VALUE! | #VALUE! | #VALUE! | #VALUE! | #VALUE! | 0.052948 | #VALUE! | #VALUE! | #VALUE! | #VALUE! | #VALUE! | #VALUE! | 2.8083e-07 | #VALUE! | #VALUE! | #VALUE! | #VALUE! | #VALUE! | #VALUE! | 0.00036349 | #VALUE! | #VALUE! | #VALUE! | #VALUE! | #VALUE! | #VALUE! | 0.036635 | #VALUE! | #VALUE! | #VALUE! | #VALUE! | #VALUE! | #VALUE! | 2.1633e-07 | #VALUE! | #VALUE! | #VALUE! | #VALUE! | #VALUE! | #VALUE! | 0.0002873 | #VALUE! | #VALUE! | #VALUE! | #VALUE! | #VALUE! | #VALUE! | 0.0039201 | #VALUE! | #VALUE! | #VALUE! | #VALUE! | #VALUE! | #VALUE! | 2.848e-07 | #VALUE! | #VALUE! | #VALUE! | #VALUE! | #VALUE! | #VALUE! | 0.00040094 | #VALUE! | #VALUE! | #VALUE! | #VALUE! | #VALUE! | #VALUE! | 0.0339 | #VALUE! | #VALUE! | #VALUE! | #VALUE! | #VALUE! | #VALUE! | 5.526e-06 | #VALUE! | #VALUE! | #VALUE! | #VALUE! | #VALUE! | #VALUE! | 0.00036216 | #VALUE! | #VALUE! | #VALUE! | #VALUE! | #VALUE! | #VALUE! | 0.0041727 | #VALUE! | #VALUE! | #VALUE! | #VALUE! | #VALUE! | #VALUE! | 4.7207e-07 | #VALUE! | #VALUE! | #VALUE! | #VALUE! | #VALUE! | #VALUE! | 0.00055382 | #VALUE! | #VALUE! | #VALUE! | #VALUE! | #VALUE! | #VALUE! | -0.0034515 | #VALUE! | #VALUE! | #VALUE! | #VALUE! | #VALUE! | #VALUE! | 2.8653e-07 | #VALUE! | #VALUE! | #VALUE! | #VALUE! | #VALUE! | #VALUE! | 0.00058598 | #VALUE! | #VALUE! | #VALUE! | #VALUE! | #VALUE! | #VALUE! | 0.044607 | #VALUE! | #VALUE! | #VALUE! | #VALUE! | #VALUE! | #VALUE! | 4.8853e-07 | #VALUE! | #VALUE! | #VALUE! | #VALUE! | #VALUE! | #VALUE! | 0.00027362 | #VALUE! | #VALUE! | #VALUE! | #VALUE! | #VALUE! | #VALUE! | 0.075054 | #VALUE! | #VALUE! | #VALUE! | #VALUE! | #VALUE! | #VALUE! | 4.5046e-06 | #VALUE! | #VALUE! | #VALUE! | #VALUE! | #VALUE! | #VALUE! | 0.000624 | #VALUE! | #VALUE! | #VALUE! | #VALUE! | #VALUE! | #VALUE! | 0.068221 | #VALUE! | #VALUE! | #VALUE! | #VALUE! | #VALUE! | #VALUE! | 3.5351e-07 | #VALUE! | #VALUE! | #VALUE! | #VALUE! | #VALUE! | #VALUE!
|  |  | 0 | 0 | 0 | 92.9898 | #VALUE! | #VALUE! | #VALUE! | #VALUE! | #VALUE! | #VALUE! | 87.5208 | #VALUE! | #VALUE! | #VALUE! | #VALUE! | #VALUE! | #VALUE! | 1.7688 | #VALUE! | #VALUE! | #VALUE! | #VALUE! | #VALUE! | #VALUE! | 1.387 | #VALUE! | #VALUE! | #VALUE! | #VALUE! | #VALUE! | #VALUE! | 109.8025 | #VALUE! | #VALUE! | #VALUE! | #VALUE! | #VALUE! | #VALUE! | 3.0886 | #VALUE! | #VALUE! | #VALUE! | #VALUE! | #VALUE! | #VALUE! | -0.23979 | #VALUE! | #VALUE! | #VALUE! | #VALUE! | #VALUE! | #VALUE! | 64.4003 | #VALUE! | #VALUE! | #VALUE! | #VALUE! | #VALUE! | #VALUE! | 16.9921 | #VALUE! | #VALUE! | #VALUE! | #VALUE! | #VALUE! | #VALUE! | -27.3152 | #VALUE! | #VALUE! | #VALUE! | #VALUE! | #VALUE! | #VALUE! | 109.7046 | #VALUE! | #VALUE! | #VALUE! | #VALUE! | #VALUE! | #VALUE! | 4.1679 | #VALUE! | #VALUE! | #VALUE! | #VALUE! | #VALUE! | #VALUE! | 0.58937 | #VALUE! | #VALUE! | #VALUE! | #VALUE! | #VALUE! | #VALUE! | 64.0431 | #VALUE! | #VALUE! | #VALUE! | #VALUE! | #VALUE! | #VALUE! | 1.0715 | #VALUE! | #VALUE! | #VALUE! | #VALUE! | #VALUE! | #VALUE! | 12.7149 | #VALUE! | #VALUE! | #VALUE! | #VALUE! | #VALUE! | #VALUE! | 78.8672 | #VALUE! | #VALUE! | #VALUE! | #VALUE! | #VALUE! | #VALUE! | 0.19599 | #VALUE! | #VALUE! | #VALUE! | #VALUE! | #VALUE! | #VALUE! | -2.5468 | #VALUE! | #VALUE! | #VALUE! | #VALUE! | #VALUE! | #VALUE! | 47.4065 | #VALUE! | #VALUE! | #VALUE! | #VALUE! | #VALUE! | #VALUE! | 19.3845 | #VALUE! | #VALUE! | #VALUE! | #VALUE! | #VALUE! | #VALUE! | -2.6444 | #VALUE! | #VALUE! | #VALUE! | #VALUE! | #VALUE! | #VALUE! | 58.9091 | #VALUE! | #VALUE! | #VALUE! | #VALUE! | #VALUE! | #VALUE! | 3.7703 | #VALUE! | #VALUE! | #VALUE! | #VALUE! | #VALUE! | #VALUE! | -0.29178 | #VALUE! | #VALUE! | #VALUE! | #VALUE! | #VALUE! | #VALUE! | 57.7293 | #VALUE! | #VALUE! | #VALUE! | #VALUE! | #VALUE! | #VALUE! | 15.6701 | #VALUE! | #VALUE! | #VALUE! | #VALUE! | #VALUE! | #VALUE! | -7.3817 | #VALUE! | #VALUE! | #VALUE! | #VALUE! | #VALUE! | #VALUE! | 82.3648 | #VALUE! | #VALUE! | #VALUE! | #VALUE! | #VALUE! | #VALUE! | 0.31898 | #VALUE! | #VALUE! | #VALUE! | #VALUE! | #VALUE! | #VALUE! | -11.9769 | #VALUE! | #VALUE! | #VALUE! | #VALUE! | #VALUE! | #VALUE! | 56.7091 | #VALUE! | #VALUE! | #VALUE! | #VALUE! | #VALUE! | #VALUE! | 2.2185 | #VALUE! | #VALUE! | #VALUE! | #VALUE! | #VALUE! | #VALUE! | 49.0006 | #VALUE! | #VALUE! | #VALUE! | #VALUE! | #VALUE! | #VALUE! | 81.4022 | #VALUE! | #VALUE! | #VALUE! | #VALUE! | #VALUE! | #VALUE! | 0.51036 | #VALUE! | #VALUE! | #VALUE! | #VALUE! | #VALUE! | #VALUE! | 20.7426 | #VALUE! | #VALUE! | #VALUE! | #VALUE! | #VALUE! | #VALUE! | 101.4189 | #VALUE! | #VALUE! | #VALUE! | #VALUE! | #VALUE! | #VALUE! | 1.2962 | #VALUE! | #VALUE! | #VALUE! | #VALUE! | #VALUE! | #VALUE! | -70.3771 | #VALUE! | #VALUE! | #VALUE! | #VALUE! | #VALUE! | #VALUE! | 93.6423 | #VALUE! | #VALUE! | #VALUE! | #VALUE! | #VALUE! | #VALUE! | 2.8893 | #VALUE! | #VALUE! | #VALUE! | #VALUE! | #VALUE! | #VALUE! | -2.8104 | #VALUE! | #VALUE! | #VALUE! | #VALUE! | #VALUE! | #VALUE! | 92.1955 | #VALUE! | #VALUE! | #VALUE! | #VALUE! | #VALUE! | #VALUE! | 16.9823 | #VALUE! | #VALUE! | #VALUE! | #VALUE! | #VALUE! | #VALUE! | -4.1157 | #VALUE! | #VALUE! | #VALUE! | #VALUE! | #VALUE! | #VALUE! | 113.4332 | #VALUE! | #VALUE! | #VALUE! | #VALUE! | #VALUE! | #VALUE! | 9.5655 | #VALUE! | #VALUE! | #VALUE! | #VALUE! | #VALUE! | #VALUE! | 17.143 | #VALUE! | #VALUE! | #VALUE! | #VALUE! | #VALUE! | #VALUE! | 79.1914 | #VALUE! | #VALUE! | #VALUE! | #VALUE! | #VALUE! | #VALUE! | 1.1248 | #VALUE! | #VALUE! | #VALUE! | #VALUE! | #VALUE! | #VALUE! | 5.7141 | #VALUE! | #VALUE! | #VALUE! | #VALUE! | #VALUE! | #VALUE! | 87.1982 | #VALUE! | #VALUE! | #VALUE! | #VALUE! | #VALUE! | #VALUE! | 3.8401 | #VALUE! | #VALUE! | #VALUE! | #VALUE! | #VALUE! | #VALUE! | -3.3978 | #VALUE! | #VALUE! | #VALUE! | #VALUE! | #VALUE! | #VALUE! | 29.8673 | #VALUE! | #VALUE! | #VALUE! | #VALUE! | #VALUE! | #VALUE! | 17.3786 | #VALUE! | #VALUE! | #VALUE! | #VALUE! | #VALUE! | #VALUE! | -7.2324 | #VALUE! | #VALUE! | #VALUE! | #VALUE! | #VALUE! | #VALUE! | 59.8564 | #VALUE! | #VALUE! | #VALUE! | #VALUE! | #VALUE! | #VALUE! | 7.2649 | #VALUE! | #VALUE! | #VALUE! | #VALUE! | #VALUE! | #VALUE! | -2.8837 | #VALUE! | #VALUE! | #VALUE! | #VALUE! | #VALUE! | #VALUE! | 38.8245 | #VALUE! | #VALUE! | #VALUE! | #VALUE! | #VALUE! | #VALUE! | 16.6373 | #VALUE! | #VALUE! | #VALUE! | #VALUE! | #VALUE! | #VALUE! | -20.9356 | #VALUE! | #VALUE! | #VALUE! | #VALUE! | #VALUE! | #VALUE! | 77.9761 | #VALUE! | #VALUE! | #VALUE! | #VALUE! | #VALUE! | #VALUE! | 3.5941 | #VALUE! | #VALUE! | #VALUE! | #VALUE! | #VALUE! | #VALUE! | -8.6267 | #VALUE! | #VALUE! | #VALUE! | #VALUE! | #VALUE! | #VALUE! | 32.2007 | #VALUE! | #VALUE! | #VALUE! | #VALUE! | #VALUE! | #VALUE! | 13.3473 | #VALUE! | #VALUE! | #VALUE! | #VALUE! | #VALUE! | #VALUE! | 64.8254 | #VALUE! | #VALUE! | #VALUE! | #VALUE! | #VALUE! | #VALUE! | 71.4151 | #VALUE! | #VALUE! | #VALUE! | #VALUE! | #VALUE! | #VALUE! | 5.4717 | #VALUE! | #VALUE! | #VALUE! | #VALUE! | #VALUE! | #VALUE! | 13.8831 | #VALUE! | #VALUE! | #VALUE! | #VALUE! | #VALUE! | #VALUE! | 83.4035 | #VALUE! | #VALUE! | #VALUE! | #VALUE! | #VALUE! | #VALUE! | 0.00057106 | #VALUE! | #VALUE! | #VALUE! | #VALUE! | #VALUE! | #VALUE! | 11.8825 | #VALUE! | #VALUE! | #VALUE! | #VALUE! | #VALUE! | #VALUE! | 107.8962 | #VALUE! | #VALUE! | #VALUE! | #VALUE! | #VALUE! | #VALUE! | -0.00059504 | #VALUE! | #VALUE! | #VALUE! | #VALUE! | #VALUE! | #VALUE! | 27.0253 | #VALUE! | #VALUE! | #VALUE! | #VALUE! | #VALUE! | #VALUE! | 68.1247 | #VALUE! | #VALUE! | #VALUE! | #VALUE! | #VALUE! | #VALUE! | 0.0012105 | #VALUE! | #VALUE! | #VALUE! | #VALUE! | #VALUE! | #VALUE! | 20.4015 | #VALUE! | #VALUE! | #VALUE! | #VALUE! | #VALUE! | #VALUE! | 83.6889 | #VALUE! | #VALUE! | #VALUE! | #VALUE! | #VALUE! | #VALUE! | -0.00019841 | #VALUE! | #VALUE! | #VALUE! | #VALUE! | #VALUE! | #VALUE! | 30.1277 | #VALUE! | #VALUE! | #VALUE! | #VALUE! | #VALUE! | #VALUE! | 77.5434 | #VALUE! | #VALUE! | #VALUE! | #VALUE! | #VALUE! | #VALUE! | -0.00042294 | #VALUE! | #VALUE! | #VALUE! | #VALUE! | #VALUE! | #VALUE! | 13.815 | #VALUE! | #VALUE! | #VALUE! | #VALUE! | #VALUE! | #VALUE! | 81.4812 | #VALUE! | #VALUE! | #VALUE! | #VALUE! | #VALUE! | #VALUE! | -0.0041288 | #VALUE! | #VALUE! | #VALUE! | #VALUE! | #VALUE! | #VALUE! | 34.9013 | #VALUE! | #VALUE! | #VALUE! | #VALUE! | #VALUE! | #VALUE! | 33.3585 | #VALUE! | #VALUE! | #VALUE! | #VALUE! | #VALUE! | #VALUE! | -0.0021734 | #VALUE! | #VALUE! | #VALUE! | #VALUE! | #VALUE! | #VALUE! | 11.6968 | #VALUE! | #VALUE! | #VALUE! | #VALUE! | #VALUE! | #VALUE! | 61.2965 | #VALUE! | #VALUE! | #VALUE! | #VALUE! | #VALUE! | #VALUE! | -0.0024588 | #VALUE! | #VALUE! | #VALUE! | #VALUE! | #VALUE! | #VALUE! | 45.395 | #VALUE! | #VALUE! | #VALUE! | #VALUE! | #VALUE! | #VALUE! | 52.2239 | #VALUE! | #VALUE! | #VALUE! | #VALUE! | #VALUE! | #VALUE! | -0.00013451 | #VALUE! | #VALUE! | #VALUE! | #VALUE! | #VALUE! | #VALUE! | -1.1116 | #VALUE! | #VALUE! | #VALUE! | #VALUE! | #VALUE! | #VALUE! | 84.6029 | #VALUE! | #VALUE! | #VALUE! | #VALUE! | #VALUE! | #VALUE! | 0.00053775 | #VALUE! | #VALUE! | #VALUE! | #VALUE! | #VALUE! | #VALUE! | 55.2861 | #VALUE! | #VALUE! | #VALUE! | #VALUE! | #VALUE! | #VALUE! | 79.6637 | #VALUE! | #VALUE! | #VALUE! | #VALUE! | #VALUE! | #VALUE! | -0.00036941 | #VALUE! | #VALUE! | #VALUE! | #VALUE! | #VALUE! | #VALUE! | -3.1115 | #VALUE! | #VALUE! | #VALUE! | #VALUE! | #VALUE! | #VALUE! | 62.3303 | #VALUE! | #VALUE! | #VALUE! | #VALUE! | #VALUE! | #VALUE! | -0.00016515 | #VALUE! | #VALUE! | #VALUE! | #VALUE! | #VALUE! | #VALUE! | -6.5634 | #VALUE! | #VALUE! | #VALUE! | #VALUE! | #VALUE! | #VALUE! | -30.3981 | #VALUE! | #VALUE! | #VALUE! | #VALUE! | #VALUE! | #VALUE! | -0.0028105 | #VALUE! | #VALUE! | #VALUE! | #VALUE! | #VALUE! | #VALUE! | -21.8911 | #VALUE! | #VALUE! | #VALUE! | #VALUE! | #VALUE! | #VALUE! | -60.2654 | #VALUE! | #VALUE! | #VALUE! | #VALUE! | #VALUE! | #VALUE! | -0.00072393 | #VALUE! | #VALUE! | #VALUE! | #VALUE! | #VALUE! | #VALUE! | 5.2965 | #VALUE! | #VALUE! | #VALUE! | #VALUE! | #VALUE! | #VALUE! | -8.6198 | #VALUE! | #VALUE! | #VALUE! | #VALUE! | #VALUE! | #VALUE! | -0.0019151 | #VALUE! | #VALUE! | #VALUE! | #VALUE! | #VALUE! | #VALUE! | -0.86153 | #VALUE! | #VALUE! | #VALUE! | #VALUE! | #VALUE! | #VALUE! | -40.7651 | #VALUE! | #VALUE! | #VALUE! | #VALUE! | #VALUE! | #VALUE! | -0.00039121 | #VALUE! | #VALUE! | #VALUE! | #VALUE! | #VALUE! | #VALUE! | 3.6129 | #VALUE! | #VALUE! | #VALUE! | #VALUE! | #VALUE! | #VALUE! | -15.6715 | #VALUE! | #VALUE! | #VALUE! | #VALUE! | #VALUE! | #VALUE! | -0.002261 | #VALUE! | #VALUE! | #VALUE! | #VALUE! | #VALUE! | #VALUE! | -11.6029 | #VALUE! | #VALUE! | #VALUE! | #VALUE! | #VALUE! | #VALUE! | 60.9439 | #VALUE! | #VALUE! | #VALUE! | #VALUE! | #VALUE! | #VALUE! | -0.003028 | #VALUE! | #VALUE! | #VALUE! | #VALUE! | #VALUE! | #VALUE! | 5.7639 | #VALUE! | #VALUE! | #VALUE! | #VALUE! | #VALUE! | #VALUE! | -12.2096 | #VALUE! | #VALUE! | #VALUE! | #VALUE! | #VALUE! | #VALUE! | -0.0028717 | #VALUE! | #VALUE! | #VALUE! | #VALUE! | #VALUE! | #VALUE! | -8.4173 | #VALUE! | #VALUE! | #VALUE! | #VALUE! | #VALUE! | #VALUE! | -39.8957 | #VALUE! | #VALUE! | #VALUE! | #VALUE! | #VALUE! | #VALUE! | -0.0010662 | #VALUE! | #VALUE! | #VALUE! | #VALUE! | #VALUE! | #VALUE! | 5.5609 | #VALUE! | #VALUE! | #VALUE! | #VALUE! | #VALUE! | #VALUE! | -20.6697 | #VALUE! | #VALUE! | #VALUE! | #VALUE! | #VALUE! | #VALUE! | -0.0048132 | #VALUE! | #VALUE! | #VALUE! | #VALUE! | #VALUE! | #VALUE! | -8.0179 | #VALUE! | #VALUE! | #VALUE! | #VALUE! | #VALUE! | #VALUE! | -43.057 | #VALUE! | #VALUE! | #VALUE! | #VALUE! | #VALUE! | #VALUE! | -0.00064389 | #VALUE! | #VALUE! | #VALUE! | #VALUE! | #VALUE! | #VALUE! | -6.7807 | #VALUE! | #VALUE! | #VALUE! | #VALUE! | #VALUE! | #VALUE! | -18.37 | #VALUE! | #VALUE! | #VALUE! | #VALUE! | #VALUE! | #VALUE! | -0.002684 | #VALUE! | #VALUE! | #VALUE! | #VALUE! | #VALUE! | #VALUE! | -9.6006 | #VALUE! | #VALUE! | #VALUE! | #VALUE! | #VALUE! | #VALUE! | 101.1226 | #VALUE! | #VALUE! | #VALUE! | #VALUE! | #VALUE! | #VALUE! | -0.0010468 | #VALUE! | #VALUE! | #VALUE! | #VALUE! | #VALUE! | #VALUE! | -354.0364 | #VALUE! | #VALUE! | #VALUE! | #VALUE! | #VALUE! | #VALUE! | 32.0095 | #VALUE! | #VALUE! | #VALUE! | #VALUE! | #VALUE! | #VALUE! | 5.9528 | #VALUE! | #VALUE! | #VALUE! | #VALUE! | #VALUE! | #VALUE! | 55.6828 | #VALUE! | #VALUE! | #VALUE! | #VALUE! | #VALUE! | #VALUE! | 25.5631 | #VALUE! | #VALUE! | #VALUE! | #VALUE! | #VALUE! | #VALUE! | 3.8806 | #VALUE! | #VALUE! | #VALUE! | #VALUE! | #VALUE! | #VALUE! | -0.73861 | #VALUE! | #VALUE! | #VALUE! | #VALUE! | #VALUE! | #VALUE! | 74.1861 | #VALUE! | #VALUE! | #VALUE! | #VALUE! | #VALUE! | #VALUE! | 6.329 | #VALUE! | #VALUE! | #VALUE! | #VALUE! | #VALUE! | #VALUE! | -0.92945 | #VALUE! | #VALUE! | #VALUE! | #VALUE! | #VALUE! | #VALUE! | 34.5702 | #VALUE! | #VALUE! | #VALUE! | #VALUE! | #VALUE! | #VALUE! | 0.65941 | #VALUE! | #VALUE! | #VALUE! | #VALUE! | #VALUE! | #VALUE! | 44.1742 | #VALUE! | #VALUE! | #VALUE! | #VALUE! | #VALUE! | #VALUE! | 66.743 | #VALUE! | #VALUE! | #VALUE! | #VALUE! | #VALUE! | #VALUE! | 6.1215 | #VALUE! | #VALUE! | #VALUE! | #VALUE! | #VALUE! | #VALUE! | 6.1756 | #VALUE! | #VALUE! | #VALUE! | #VALUE! | #VALUE! | #VALUE! | 5.2585 | #VALUE! | #VALUE! | #VALUE! | #VALUE! | #VALUE! | #VALUE! | 0.30279 | #VALUE! | #VALUE! | #VALUE! | #VALUE! | #VALUE! | #VALUE! | -0.67592 | #VALUE! | #VALUE! | #VALUE! | #VALUE! | #VALUE! | #VALUE! | -43.3766 | #VALUE! | #VALUE! | #VALUE! | #VALUE! | #VALUE! | #VALUE! | 3.389 | #VALUE! | #VALUE! | #VALUE! | #VALUE! | #VALUE! | #VALUE! | -2.1829 | #VALUE! | #VALUE! | #VALUE! | #VALUE! | #VALUE! | #VALUE! | 50.7057 | #VALUE! | #VALUE! | #VALUE! | #VALUE! | #VALUE! | #VALUE! | 0.30988 | #VALUE! | #VALUE! | #VALUE! | #VALUE! | #VALUE! | #VALUE! | -1.2419 | #VALUE! | #VALUE! | #VALUE! | #VALUE! | #VALUE! | #VALUE! | 66.625 | #VALUE! | #VALUE! | #VALUE! | #VALUE! | #VALUE! | #VALUE! | 3.1448 | #VALUE! | #VALUE! | #VALUE! | #VALUE! | #VALUE! | #VALUE! | 6.7435 | #VALUE! | #VALUE! | #VALUE! | #VALUE! | #VALUE! | #VALUE! | 70.3593 | #VALUE! | #VALUE! | #VALUE! | #VALUE! | #VALUE! | #VALUE! | 0.49709 | #VALUE! | #VALUE! | #VALUE! | #VALUE! | #VALUE! | #VALUE! | -0.72655 | #VALUE! | #VALUE! | #VALUE! | #VALUE! | #VALUE! | #VALUE! | 72.6837 | #VALUE! | #VALUE! | #VALUE! | #VALUE! | #VALUE! | #VALUE! | 2.84 | #VALUE! | #VALUE! | #VALUE! | #VALUE! | #VALUE! | #VALUE! | 31.119 | #VALUE! | #VALUE! | #VALUE! | #VALUE! | #VALUE! | #VALUE! | 68.8828 | #VALUE! | #VALUE! | #VALUE! | #VALUE! | #VALUE! | #VALUE! | 0.14954 | #VALUE! | #VALUE! | #VALUE! | #VALUE! | #VALUE! | #VALUE! | 7.7105 | #VALUE! | #VALUE! | #VALUE! | #VALUE! | #VALUE! | #VALUE! | -3.4957 | #VALUE! | #VALUE! | #VALUE! | #VALUE! | #VALUE! | #VALUE! | 2.1474 | #VALUE! | #VALUE! | #VALUE! | #VALUE! | #VALUE! | #VALUE! | -112.3034 | #VALUE! | #VALUE! | #VALUE! | #VALUE! | #VALUE! | #VALUE! | -8.9378 | #VALUE! | #VALUE! | #VALUE! | #VALUE! | #VALUE! | #VALUE! | 9.0651 | #VALUE! | #VALUE! | #VALUE! | #VALUE! | #VALUE! | #VALUE! | 114.5983 | #VALUE! | #VALUE! | #VALUE! | #VALUE! | #VALUE! | #VALUE! | 101.3114 | #VALUE! | #VALUE! | #VALUE! | #VALUE! | #VALUE! | #VALUE! | 4.2694 | #VALUE! | #VALUE! | #VALUE! | #VALUE! | #VALUE! | #VALUE! | -1.2362 | #VALUE! | #VALUE! | #VALUE! | #VALUE! | #VALUE! | #VALUE! | 53.2193 | #VALUE! | #VALUE! | #VALUE! | #VALUE! | #VALUE! | #VALUE! | 1.1563 | #VALUE! | #VALUE! | #VALUE! | #VALUE! | #VALUE! | #VALUE! | -171.503 | #VALUE! | #VALUE! | #VALUE! | #VALUE! | #VALUE! | #VALUE! | -97.7995 | #VALUE! | #VALUE! | #VALUE! | #VALUE! | #VALUE! | #VALUE! | 5.4693 | #VALUE! | #VALUE! | #VALUE! | #VALUE! | #VALUE! | #VALUE! | -301.2901 | #VALUE! | #VALUE! | #VALUE! | #VALUE! | #VALUE! | #VALUE! | 35.4777 | #VALUE! | #VALUE! | #VALUE! | #VALUE! | #VALUE! | #VALUE! | 10.1323 | #VALUE! | #VALUE! | #VALUE! | #VALUE! | #VALUE! | #VALUE! | -0.76243 | #VALUE! | #VALUE! | #VALUE! | #VALUE! | #VALUE! | #VALUE! | -8.2337 | #VALUE! | #VALUE! | #VALUE! | #VALUE! | #VALUE! | #VALUE! | 6.5725 | #VALUE! | #VALUE! | #VALUE! | #VALUE! | #VALUE! | #VALUE! | -3.0312 | #VALUE! | #VALUE! | #VALUE! | #VALUE! | #VALUE! | #VALUE! | 16.4386 | #VALUE! | #VALUE! | #VALUE! | #VALUE! | #VALUE! | #VALUE! | 5.9296 | #VALUE! | #VALUE! | #VALUE! | #VALUE! | #VALUE! | #VALUE! | -4.4565 | #VALUE! | #VALUE! | #VALUE! | #VALUE! | #VALUE! | #VALUE! | 27.8763 | #VALUE! | #VALUE! | #VALUE! | #VALUE! | #VALUE! | #VALUE! | 11.0554 | #VALUE! | #VALUE! | #VALUE! | #VALUE! | #VALUE! | #VALUE! | -5.2778 | #VALUE! | #VALUE! | #VALUE! | #VALUE! | #VALUE! | #VALUE! | 51.2988 | #VALUE! | #VALUE! | #VALUE! | #VALUE! | #VALUE! | #VALUE! | 3.3437 | #VALUE! | #VALUE! | #VALUE! | #VALUE! | #VALUE! | #VALUE! | -1.8792 | #VALUE! | #VALUE! | #VALUE! | #VALUE! | #VALUE! | #VALUE! | 73.4812 | #VALUE! | #VALUE! | #VALUE! | #VALUE! | #VALUE! | #VALUE! | 1.4108 | #VALUE! | #VALUE! | #VALUE! | #VALUE! | #VALUE! | #VALUE! | 20.6135 | #VALUE! | #VALUE! | #VALUE! | #VALUE! | #VALUE! | #VALUE! | 27.8854 | #VALUE! | #VALUE! | #VALUE! | #VALUE! | #VALUE! | #VALUE! | 3.546 | #VALUE! | #VALUE! | #VALUE! | #VALUE! | #VALUE! | #VALUE! | 27.4063 | #VALUE! | #VALUE! | #VALUE! | #VALUE! | #VALUE! | #VALUE! | 104.2778 | #VALUE! | #VALUE! | #VALUE! | #VALUE! | #VALUE! | #VALUE! | 0.0014323 | #VALUE! | #VALUE! | #VALUE! | #VALUE! | #VALUE! | #VALUE! | 23.2617 | #VALUE! | #VALUE! | #VALUE! | #VALUE! | #VALUE! | #VALUE! | 66.1534 | #VALUE! | #VALUE! | #VALUE! | #VALUE! | #VALUE! | #VALUE! | 0.00072402 | #VALUE! | #VALUE! | #VALUE! | #VALUE! | #VALUE! | #VALUE! | 52.2915 | #VALUE! | #VALUE! | #VALUE! | #VALUE! | #VALUE! | #VALUE! | 100.282 | #VALUE! | #VALUE! | #VALUE! | #VALUE! | #VALUE! | #VALUE! | -0.00034182 | #VALUE! | #VALUE! | #VALUE! | #VALUE! | #VALUE! | #VALUE! | 20.5865 | #VALUE! | #VALUE! | #VALUE! | #VALUE! | #VALUE! | #VALUE! | 113.399 | #VALUE! | #VALUE! | #VALUE! | #VALUE! | #VALUE! | #VALUE! | -0.0027945 | #VALUE! | #VALUE! | #VALUE! | #VALUE! | #VALUE! | #VALUE! | 25.4354 | #VALUE! | #VALUE! | #VALUE! | #VALUE! | #VALUE! | #VALUE! | 109.704 | #VALUE! | #VALUE! | #VALUE! | #VALUE! | #VALUE! | #VALUE! | 0.0021072 | #VALUE! | #VALUE! | #VALUE! | #VALUE! | #VALUE! | #VALUE! | 20.8428 | #VALUE! | #VALUE! | #VALUE! | #VALUE! | #VALUE! | #VALUE! | 104.9387 | #VALUE! | #VALUE! | #VALUE! | #VALUE! | #VALUE! | #VALUE! | -0.00016959 | #VALUE! | #VALUE! | #VALUE! | #VALUE! | #VALUE! | #VALUE! | 32.7798 | #VALUE! | #VALUE! | #VALUE! | #VALUE! | #VALUE! | #VALUE! | 91.7393 | #VALUE! | #VALUE! | #VALUE! | #VALUE! | #VALUE! | #VALUE! | -0.0002976 | #VALUE! | #VALUE! | #VALUE! | #VALUE! | #VALUE! | #VALUE! | 9.8686 | #VALUE! | #VALUE! | #VALUE! | #VALUE! | #VALUE! | #VALUE! | 80.3452 | #VALUE! | #VALUE! | #VALUE! | #VALUE! | #VALUE! | #VALUE! | 0.00032965 | #VALUE! | #VALUE! | #VALUE! | #VALUE! | #VALUE! | #VALUE! | 34.5756 | #VALUE! | #VALUE! | #VALUE! | #VALUE! | #VALUE! | #VALUE! | 145.3058 | #VALUE! | #VALUE! | #VALUE! | #VALUE! | #VALUE! | #VALUE! | 0.0003106 | #VALUE! | #VALUE! | #VALUE! | #VALUE! | #VALUE! | #VALUE! | -0.86643 | #VALUE! | #VALUE! | #VALUE! | #VALUE! | #VALUE! | #VALUE! | 119.5713 | #VALUE! | #VALUE! | #VALUE! | #VALUE! | #VALUE! | #VALUE! | -0.0041526 | #VALUE! | #VALUE! | #VALUE! | #VALUE! | #VALUE! | #VALUE! | 56.7779 | #VALUE! | #VALUE! | #VALUE! | #VALUE! | #VALUE! | #VALUE! | 211.5005 | #VALUE! | #VALUE! | #VALUE! | #VALUE! | #VALUE! | #VALUE! | -0.00043 | #VALUE! | #VALUE! | #VALUE! | #VALUE! | #VALUE! | #VALUE! | -1.6532 | #VALUE! | #VALUE! | #VALUE! | #VALUE! | #VALUE! | #VALUE! | 161.4302 | #VALUE! | #VALUE! | #VALUE! | #VALUE! | #VALUE! | #VALUE! | 0.00075681 | #VALUE! | #VALUE! | #VALUE! | #VALUE! | #VALUE! | #VALUE! | -10.8404 | #VALUE! | #VALUE! | #VALUE! | #VALUE! | #VALUE! | #VALUE! | -4.2239 | #VALUE! | #VALUE! | #VALUE! | #VALUE! | #VALUE! | #VALUE! | 0.0026819 | #VALUE! | #VALUE! | #VALUE! | #VALUE! | #VALUE! | #VALUE! | -10.0756 | #VALUE! | #VALUE! | #VALUE! | #VALUE! | #VALUE! | #VALUE! | 24.4404 | #VALUE! | #VALUE! | #VALUE! | #VALUE! | #VALUE! | #VALUE! | 0.001118 | #VALUE! | #VALUE! | #VALUE! | #VALUE! | #VALUE! | #VALUE! | 10.9058 | #VALUE! | #VALUE! | #VALUE! | #VALUE! | #VALUE! | #VALUE! | 29.203 | #VALUE! | #VALUE! | #VALUE! | #VALUE! | #VALUE! | #VALUE! | 0.0016662 | #VALUE! | #VALUE! | #VALUE! | #VALUE! | #VALUE! | #VALUE! | 1.5342 | #VALUE! | #VALUE! | #VALUE! | #VALUE! | #VALUE! | #VALUE! | 49.7553 | #VALUE! | #VALUE! | #VALUE! | #VALUE! | #VALUE! | #VALUE! | 0.00071772 | #VALUE! | #VALUE! | #VALUE! | #VALUE! | #VALUE! | #VALUE! | -7.1089 | #VALUE! | #VALUE! | #VALUE! | #VALUE! | #VALUE! | #VALUE! | 28.3461 | #VALUE! | #VALUE! | #VALUE! | #VALUE! | #VALUE! | #VALUE! | 0.0049035 | #VALUE! | #VALUE! | #VALUE! | #VALUE! | #VALUE! | #VALUE! | -8.6807 | #VALUE! | #VALUE! | #VALUE! | #VALUE! | #VALUE! | #VALUE! | 110.8099 | #VALUE! | #VALUE! | #VALUE! | #VALUE! | #VALUE! | #VALUE! | -0.00010667 | #VALUE! | #VALUE! | #VALUE! | #VALUE! | #VALUE! | #VALUE! | -1.5799 | #VALUE! | #VALUE! | #VALUE! | #VALUE! | #VALUE! | #VALUE! | 21.3655 | #VALUE! | #VALUE! | #VALUE! | #VALUE! | #VALUE! | #VALUE! | 0.0021648 | #VALUE! | #VALUE! | #VALUE! | #VALUE! | #VALUE! | #VALUE! | -2.2589 | #VALUE! | #VALUE! | #VALUE! | #VALUE! | #VALUE! | #VALUE! | 53.8758 | #VALUE! | #VALUE! | #VALUE! | #VALUE! | #VALUE! | #VALUE! | 0.00073092 | #VALUE! | #VALUE! | #VALUE! | #VALUE! | #VALUE! | #VALUE! | -2.3686 | #VALUE! | #VALUE! | #VALUE! | #VALUE! | #VALUE! | #VALUE! | -201.1543 | #VALUE! | #VALUE! | #VALUE! | #VALUE! | #VALUE! | #VALUE! | 0.0095893 | #VALUE! | #VALUE! | #VALUE! | #VALUE! | #VALUE! | #VALUE! | -3.6605 | #VALUE! | #VALUE! | #VALUE! | #VALUE! | #VALUE! | #VALUE! | 57.0191 | #VALUE! | #VALUE! | #VALUE! | #VALUE! | #VALUE! | #VALUE! | 0.00094288 | #VALUE! | #VALUE! | #VALUE! | #VALUE! | #VALUE! | #VALUE! | -6.4232 | #VALUE! | #VALUE! | #VALUE! | #VALUE! | #VALUE! | #VALUE! | 82.1876 | #VALUE! | #VALUE! | #VALUE! | #VALUE! | #VALUE! | #VALUE! | 0.0059884 | #VALUE! | #VALUE! | #VALUE! | #VALUE! | #VALUE! | #VALUE! | -5.1279 | #VALUE! | #VALUE! | #VALUE! | #VALUE! | #VALUE! | #VALUE! | 93.96 | #VALUE! | #VALUE! | #VALUE! | #VALUE! | #VALUE! | #VALUE! | 0.00083088 | #VALUE! | #VALUE! | #VALUE! | #VALUE! | #VALUE! | #VALUE!
|  |  | 0 | 0 | 0 | -0.060142 | #VALUE! | #VALUE! | #VALUE! | #VALUE! | #VALUE! | #VALUE! | -0.0082564 | #VALUE! | #VALUE! | #VALUE! | #VALUE! | #VALUE! | #VALUE! | -0.002009 | #VALUE! | #VALUE! | #VALUE! | #VALUE! | #VALUE! | #VALUE! | 0.0007553 | #VALUE! | #VALUE! | #VALUE! | #VALUE! | #VALUE! | #VALUE! | -0.013119 | #VALUE! | #VALUE! | #VALUE! | #VALUE! | #VALUE! | #VALUE! | -0.0013174 | #VALUE! | #VALUE! | #VALUE! | #VALUE! | #VALUE! | #VALUE! | 0.00037488 | #VALUE! | #VALUE! | #VALUE! | #VALUE! | #VALUE! | #VALUE! | -0.016526 | #VALUE! | #VALUE! | #VALUE! | #VALUE! | #VALUE! | #VALUE! | -0.0017321 | #VALUE! | #VALUE! | #VALUE! | #VALUE! | #VALUE! | #VALUE! | 0.0032636 | #VALUE! | #VALUE! | #VALUE! | #VALUE! | #VALUE! | #VALUE! | -0.012657 | #VALUE! | #VALUE! | #VALUE! | #VALUE! | #VALUE! | #VALUE! | -0.0011577 | #VALUE! | #VALUE! | #VALUE! | #VALUE! | #VALUE! | #VALUE! | 0.00079098 | #VALUE! | #VALUE! | #VALUE! | #VALUE! | #VALUE! | #VALUE! | -0.017278 | #VALUE! | #VALUE! | #VALUE! | #VALUE! | #VALUE! | #VALUE! | -0.0017065 | #VALUE! | #VALUE! | #VALUE! | #VALUE! | #VALUE! | #VALUE! | 0.0015357 | #VALUE! | #VALUE! | #VALUE! | #VALUE! | #VALUE! | #VALUE! | -0.010017 | #VALUE! | #VALUE! | #VALUE! | #VALUE! | #VALUE! | #VALUE! | -9.1972e-05 | #VALUE! | #VALUE! | #VALUE! | #VALUE! | #VALUE! | #VALUE! | 0.00040092 | #VALUE! | #VALUE! | #VALUE! | #VALUE! | #VALUE! | #VALUE! | -0.009686 | #VALUE! | #VALUE! | #VALUE! | #VALUE! | #VALUE! | #VALUE! | -0.0018482 | #VALUE! | #VALUE! | #VALUE! | #VALUE! | #VALUE! | #VALUE! | 0.0025931 | #VALUE! | #VALUE! | #VALUE! | #VALUE! | #VALUE! | #VALUE! | -0.0047909 | #VALUE! | #VALUE! | #VALUE! | #VALUE! | #VALUE! | #VALUE! | -0.0011598 | #VALUE! | #VALUE! | #VALUE! | #VALUE! | #VALUE! | #VALUE! | 0.00033628 | #VALUE! | #VALUE! | #VALUE! | #VALUE! | #VALUE! | #VALUE! | -0.014647 | #VALUE! | #VALUE! | #VALUE! | #VALUE! | #VALUE! | #VALUE! | -0.0021851 | #VALUE! | #VALUE! | #VALUE! | #VALUE! | #VALUE! | #VALUE! | 0.0032786 | #VALUE! | #VALUE! | #VALUE! | #VALUE! | #VALUE! | #VALUE! | -0.0097069 | #VALUE! | #VALUE! | #VALUE! | #VALUE! | #VALUE! | #VALUE! | -7.307e-05 | #VALUE! | #VALUE! | #VALUE! | #VALUE! | #VALUE! | #VALUE! | 0.0014773 | #VALUE! | #VALUE! | #VALUE! | #VALUE! | #VALUE! | #VALUE! | -0.01498 | #VALUE! | #VALUE! | #VALUE! | #VALUE! | #VALUE! | #VALUE! | -0.0026198 | #VALUE! | #VALUE! | #VALUE! | #VALUE! | #VALUE! | #VALUE! | -0.017637 | #VALUE! | #VALUE! | #VALUE! | #VALUE! | #VALUE! | #VALUE! | -0.0082681 | #VALUE! | #VALUE! | #VALUE! | #VALUE! | #VALUE! | #VALUE! | -4.3172e-05 | #VALUE! | #VALUE! | #VALUE! | #VALUE! | #VALUE! | #VALUE! | -0.057632 | #VALUE! | #VALUE! | #VALUE! | #VALUE! | #VALUE! | #VALUE! | 0.00030423 | #VALUE! | #VALUE! | #VALUE! | #VALUE! | #VALUE! | #VALUE! | -0.0024326 | #VALUE! | #VALUE! | #VALUE! | #VALUE! | #VALUE! | #VALUE! | -0.017003 | #VALUE! | #VALUE! | #VALUE! | #VALUE! | #VALUE! | #VALUE! | -0.00070519 | #VALUE! | #VALUE! | #VALUE! | #VALUE! | #VALUE! | #VALUE! | -0.0012539 | #VALUE! | #VALUE! | #VALUE! | #VALUE! | #VALUE! | #VALUE! | 0.00036665 | #VALUE! | #VALUE! | #VALUE! | #VALUE! | #VALUE! | #VALUE! | -0.00011794 | #VALUE! | #VALUE! | #VALUE! | #VALUE! | #VALUE! | #VALUE! | -0.0018143 | #VALUE! | #VALUE! | #VALUE! | #VALUE! | #VALUE! | #VALUE! | 0.001845 | #VALUE! | #VALUE! | #VALUE! | #VALUE! | #VALUE! | #VALUE! | -0.00016068 | #VALUE! | #VALUE! | #VALUE! | #VALUE! | #VALUE! | #VALUE! | -0.0010962 | #VALUE! | #VALUE! | #VALUE! | #VALUE! | #VALUE! | #VALUE! | -0.10478 | #VALUE! | #VALUE! | #VALUE! | #VALUE! | #VALUE! | #VALUE! | 0.00012106 | #VALUE! | #VALUE! | #VALUE! | #VALUE! | #VALUE! | #VALUE! | -0.0018995 | #VALUE! | #VALUE! | #VALUE! | #VALUE! | #VALUE! | #VALUE! | 0.00015232 | #VALUE! | #VALUE! | #VALUE! | #VALUE! | #VALUE! | #VALUE! | 0.00031139 | #VALUE! | #VALUE! | #VALUE! | #VALUE! | #VALUE! | #VALUE! | -0.0011178 | #VALUE! | #VALUE! | #VALUE! | #VALUE! | #VALUE! | #VALUE! | 0.00041778 | #VALUE! | #VALUE! | #VALUE! | #VALUE! | #VALUE! | #VALUE! | 0.00033241 | #VALUE! | #VALUE! | #VALUE! | #VALUE! | #VALUE! | #VALUE! | -0.0019314 | #VALUE! | #VALUE! | #VALUE! | #VALUE! | #VALUE! | #VALUE! | 0.0020203 | #VALUE! | #VALUE! | #VALUE! | #VALUE! | #VALUE! | #VALUE! | 6.4755e-05 | #VALUE! | #VALUE! | #VALUE! | #VALUE! | #VALUE! | #VALUE! | -0.0012108 | #VALUE! | #VALUE! | #VALUE! | #VALUE! | #VALUE! | #VALUE! | 0.00038935 | #VALUE! | #VALUE! | #VALUE! | #VALUE! | #VALUE! | #VALUE! | 0.00039285 | #VALUE! | #VALUE! | #VALUE! | #VALUE! | #VALUE! | #VALUE! | -0.0022254 | #VALUE! | #VALUE! | #VALUE! | #VALUE! | #VALUE! | #VALUE! | 0.0030994 | #VALUE! | #VALUE! | #VALUE! | #VALUE! | #VALUE! | #VALUE! | 0.00012205 | #VALUE! | #VALUE! | #VALUE! | #VALUE! | #VALUE! | #VALUE! | -0.00068578 | #VALUE! | #VALUE! | #VALUE! | #VALUE! | #VALUE! | #VALUE! | 0.0014179 | #VALUE! | #VALUE! | #VALUE! | #VALUE! | #VALUE! | #VALUE! | 0.00041067 | #VALUE! | #VALUE! | #VALUE! | #VALUE! | #VALUE! | #VALUE! | -0.0024646 | #VALUE! | #VALUE! | #VALUE! | #VALUE! | #VALUE! | #VALUE! | -0.0060562 | #VALUE! | #VALUE! | #VALUE! | #VALUE! | #VALUE! | #VALUE! | 7.698e-05 | #VALUE! | #VALUE! | #VALUE! | #VALUE! | #VALUE! | #VALUE! | -0.00019081 | #VALUE! | #VALUE! | #VALUE! | #VALUE! | #VALUE! | #VALUE! | -0.0056071 | #VALUE! | #VALUE! | #VALUE! | #VALUE! | #VALUE! | #VALUE! | -0.011714 | #VALUE! | #VALUE! | #VALUE! | #VALUE! | #VALUE! | #VALUE! | -9.5083e-07 | #VALUE! | #VALUE! | #VALUE! | #VALUE! | #VALUE! | #VALUE! | -0.0033214 | #VALUE! | #VALUE! | #VALUE! | #VALUE! | #VALUE! | #VALUE! | -0.013797 | #VALUE! | #VALUE! | #VALUE! | #VALUE! | #VALUE! | #VALUE! | -7.75e-09 | #VALUE! | #VALUE! | #VALUE! | #VALUE! | #VALUE! | #VALUE! | -0.0072896 | #VALUE! | #VALUE! | #VALUE! | #VALUE! | #VALUE! | #VALUE! | -0.012656 | #VALUE! | #VALUE! | #VALUE! | #VALUE! | #VALUE! | #VALUE! | 8.9084e-08 | #VALUE! | #VALUE! | #VALUE! | #VALUE! | #VALUE! | #VALUE! | -0.0034787 | #VALUE! | #VALUE! | #VALUE! | #VALUE! | #VALUE! | #VALUE! | -0.011895 | #VALUE! | #VALUE! | #VALUE! | #VALUE! | #VALUE! | #VALUE! | 2.6452e-08 | #VALUE! | #VALUE! | #VALUE! | #VALUE! | #VALUE! | #VALUE! | -0.0026906 | #VALUE! | #VALUE! | #VALUE! | #VALUE! | #VALUE! | #VALUE! | -0.012664 | #VALUE! | #VALUE! | #VALUE! | #VALUE! | #VALUE! | #VALUE! | 1.425e-07 | #VALUE! | #VALUE! | #VALUE! | #VALUE! | #VALUE! | #VALUE! | -0.00083544 | #VALUE! | #VALUE! | #VALUE! | #VALUE! | #VALUE! | #VALUE! | -0.010499 | #VALUE! | #VALUE! | #VALUE! | #VALUE! | #VALUE! | #VALUE! | -1.1695e-08 | #VALUE! | #VALUE! | #VALUE! | #VALUE! | #VALUE! | #VALUE! | -0.0048793 | #VALUE! | #VALUE! | #VALUE! | #VALUE! | #VALUE! | #VALUE! | -0.0082367 | #VALUE! | #VALUE! | #VALUE! | #VALUE! | #VALUE! | #VALUE! | 1.2493e-07 | #VALUE! | #VALUE! | #VALUE! | #VALUE! | #VALUE! | #VALUE! | -0.0013866 | #VALUE! | #VALUE! | #VALUE! | #VALUE! | #VALUE! | #VALUE! | -0.0066064 | #VALUE! | #VALUE! | #VALUE! | #VALUE! | #VALUE! | #VALUE! | -8.8296e-09 | #VALUE! | #VALUE! | #VALUE! | #VALUE! | #VALUE! | #VALUE! | -0.0094457 | #VALUE! | #VALUE! | #VALUE! | #VALUE! | #VALUE! | #VALUE! | -0.016087 | #VALUE! | #VALUE! | #VALUE! | #VALUE! | #VALUE! | #VALUE! | 9.8968e-08 | #VALUE! | #VALUE! | #VALUE! | #VALUE! | #VALUE! | #VALUE! | 0.00014765 | #VALUE! | #VALUE! | #VALUE! | #VALUE! | #VALUE! | #VALUE! | -0.013404 | #VALUE! | #VALUE! | #VALUE! | #VALUE! | #VALUE! | #VALUE! | -9.0768e-09 | #VALUE! | #VALUE! | #VALUE! | #VALUE! | #VALUE! | #VALUE! | -0.010615 | #VALUE! | #VALUE! | #VALUE! | #VALUE! | #VALUE! | #VALUE! | -0.025235 | #VALUE! | #VALUE! | #VALUE! | #VALUE! | #VALUE! | #VALUE! | 1.0892e-07 | #VALUE! | #VALUE! | #VALUE! | #VALUE! | #VALUE! | #VALUE! | 3.406e-05 | #VALUE! | #VALUE! | #VALUE! | #VALUE! | #VALUE! | #VALUE! | -0.019217 | #VALUE! | #VALUE! | #VALUE! | #VALUE! | #VALUE! | #VALUE! | 3.4961e-08 | #VALUE! | #VALUE! | #VALUE! | #VALUE! | #VALUE! | #VALUE! | 0.001984 | #VALUE! | #VALUE! | #VALUE! | #VALUE! | #VALUE! | #VALUE! | -0.010756 | #VALUE! | #VALUE! | #VALUE! | #VALUE! | #VALUE! | #VALUE! | -9.3453e-07 | #VALUE! | #VALUE! | #VALUE! | #VALUE! | #VALUE! | #VALUE! | 0.00077275 | #VALUE! | #VALUE! | #VALUE! | #VALUE! | #VALUE! | #VALUE! | -0.0064303 | #VALUE! | #VALUE! | #VALUE! | #VALUE! | #VALUE! | #VALUE! | -8.6266e-08 | #VALUE! | #VALUE! | #VALUE! | #VALUE! | #VALUE! | #VALUE! | 0.0014775 | #VALUE! | #VALUE! | #VALUE! | #VALUE! | #VALUE! | #VALUE! | -0.010946 | #VALUE! | #VALUE! | #VALUE! | #VALUE! | #VALUE! | #VALUE! | -8.3099e-07 | #VALUE! | #VALUE! | #VALUE! | #VALUE! | #VALUE! | #VALUE! | 0.00064139 | #VALUE! | #VALUE! | #VALUE! | #VALUE! | #VALUE! | #VALUE! | -0.0069084 | #VALUE! | #VALUE! | #VALUE! | #VALUE! | #VALUE! | #VALUE! | -4.6217e-08 | #VALUE! | #VALUE! | #VALUE! | #VALUE! | #VALUE! | #VALUE! | 0.0013022 | #VALUE! | #VALUE! | #VALUE! | #VALUE! | #VALUE! | #VALUE! | -0.012328 | #VALUE! | #VALUE! | #VALUE! | #VALUE! | #VALUE! | #VALUE! | -5.9225e-07 | #VALUE! | #VALUE! | #VALUE! | #VALUE! | #VALUE! | #VALUE! | 0.00013786 | #VALUE! | #VALUE! | #VALUE! | #VALUE! | #VALUE! | #VALUE! | -0.0077698 | #VALUE! | #VALUE! | #VALUE! | #VALUE! | #VALUE! | #VALUE! | -1.0319e-06 | #VALUE! | #VALUE! | #VALUE! | #VALUE! | #VALUE! | #VALUE! | 0.001309 | #VALUE! | #VALUE! | #VALUE! | #VALUE! | #VALUE! | #VALUE! | -0.011286 | #VALUE! | #VALUE! | #VALUE! | #VALUE! | #VALUE! | #VALUE! | -8.8645e-07 | #VALUE! | #VALUE! | #VALUE! | #VALUE! | #VALUE! | #VALUE! | 0.00030453 | #VALUE! | #VALUE! | #VALUE! | #VALUE! | #VALUE! | #VALUE! | -0.007019 | #VALUE! | #VALUE! | #VALUE! | #VALUE! | #VALUE! | #VALUE! | -6.15e-08 | #VALUE! | #VALUE! | #VALUE! | #VALUE! | #VALUE! | #VALUE! | 0.00076056 | #VALUE! | #VALUE! | #VALUE! | #VALUE! | #VALUE! | #VALUE! | -0.015041 | #VALUE! | #VALUE! | #VALUE! | #VALUE! | #VALUE! | #VALUE! | -1.3614e-06 | #VALUE! | #VALUE! | #VALUE! | #VALUE! | #VALUE! | #VALUE! | 0.00026218 | #VALUE! | #VALUE! | #VALUE! | #VALUE! | #VALUE! | #VALUE! | -0.0089617 | #VALUE! | #VALUE! | #VALUE! | #VALUE! | #VALUE! | #VALUE! | -1.0608e-07 | #VALUE! | #VALUE! | #VALUE! | #VALUE! | #VALUE! | #VALUE! | -0.0006106 | #VALUE! | #VALUE! | #VALUE! | #VALUE! | #VALUE! | #VALUE! | -0.020212 | #VALUE! | #VALUE! | #VALUE! | #VALUE! | #VALUE! | #VALUE! | -1.2451e-06 | #VALUE! | #VALUE! | #VALUE! | #VALUE! | #VALUE! | #VALUE! | -5.3618e-05 | #VALUE! | #VALUE! | #VALUE! | #VALUE! | #VALUE! | #VALUE! | -0.017127 | #VALUE! | #VALUE! | #VALUE! | #VALUE! | #VALUE! | #VALUE! | -1.1686e-07 | #VALUE! | #VALUE! | #VALUE! | #VALUE! | #VALUE! | #VALUE! | -0.052392 | #VALUE! | #VALUE! | #VALUE! | #VALUE! | #VALUE! | #VALUE! | -0.007683 | #VALUE! | #VALUE! | #VALUE! | #VALUE! | #VALUE! | #VALUE! | -0.0022044 | #VALUE! | #VALUE! | #VALUE! | #VALUE! | #VALUE! | #VALUE! | -0.029825 | #VALUE! | #VALUE! | #VALUE! | #VALUE! | #VALUE! | #VALUE! | -0.011903 | #VALUE! | #VALUE! | #VALUE! | #VALUE! | #VALUE! | #VALUE! | -0.0013721 | #VALUE! | #VALUE! | #VALUE! | #VALUE! | #VALUE! | #VALUE! | 0.0014922 | #VALUE! | #VALUE! | #VALUE! | #VALUE! | #VALUE! | #VALUE! | -0.011818 | #VALUE! | #VALUE! | #VALUE! | #VALUE! | #VALUE! | #VALUE! | -0.0015209 | #VALUE! | #VALUE! | #VALUE! | #VALUE! | #VALUE! | #VALUE! | 0.0039603 | #VALUE! | #VALUE! | #VALUE! | #VALUE! | #VALUE! | #VALUE! | -0.010991 | #VALUE! | #VALUE! | #VALUE! | #VALUE! | #VALUE! | #VALUE! | -8.2977e-05 | #VALUE! | #VALUE! | #VALUE! | #VALUE! | #VALUE! | #VALUE! | -0.11808 | #VALUE! | #VALUE! | #VALUE! | #VALUE! | #VALUE! | #VALUE! | -0.0077514 | #VALUE! | #VALUE! | #VALUE! | #VALUE! | #VALUE! | #VALUE! | -0.0021992 | #VALUE! | #VALUE! | #VALUE! | #VALUE! | #VALUE! | #VALUE! | 0.0017995 | #VALUE! | #VALUE! | #VALUE! | #VALUE! | #VALUE! | #VALUE! | -0.0099209 | #VALUE! | #VALUE! | #VALUE! | #VALUE! | #VALUE! | #VALUE! | -9.3519e-05 | #VALUE! | #VALUE! | #VALUE! | #VALUE! | #VALUE! | #VALUE! | 0.00072647 | #VALUE! | #VALUE! | #VALUE! | #VALUE! | #VALUE! | #VALUE! | -0.0037293 | #VALUE! | #VALUE! | #VALUE! | #VALUE! | #VALUE! | #VALUE! | -0.0017967 | #VALUE! | #VALUE! | #VALUE! | #VALUE! | #VALUE! | #VALUE! | 0.0031843 | #VALUE! | #VALUE! | #VALUE! | #VALUE! | #VALUE! | #VALUE! | -0.0047257 | #VALUE! | #VALUE! | #VALUE! | #VALUE! | #VALUE! | #VALUE! | -0.00011707 | #VALUE! | #VALUE! | #VALUE! | #VALUE! | #VALUE! | #VALUE! | 0.0016033 | #VALUE! | #VALUE! | #VALUE! | #VALUE! | #VALUE! | #VALUE! | -0.0045216 | #VALUE! | #VALUE! | #VALUE! | #VALUE! | #VALUE! | #VALUE! | -0.0016699 | #VALUE! | #VALUE! | #VALUE! | #VALUE! | #VALUE! | #VALUE! | -0.0057475 | #VALUE! | #VALUE! | #VALUE! | #VALUE! | #VALUE! | #VALUE! | -0.0088536 | #VALUE! | #VALUE! | #VALUE! | #VALUE! | #VALUE! | #VALUE! | -4.5711e-05 | #VALUE! | #VALUE! | #VALUE! | #VALUE! | #VALUE! | #VALUE! | 0.00080609 | #VALUE! | #VALUE! | #VALUE! | #VALUE! | #VALUE! | #VALUE! | -0.0062363 | #VALUE! | #VALUE! | #VALUE! | #VALUE! | #VALUE! | #VALUE! | -0.0017214 | #VALUE! | #VALUE! | #VALUE! | #VALUE! | #VALUE! | #VALUE! | -0.018357 | #VALUE! | #VALUE! | #VALUE! | #VALUE! | #VALUE! | #VALUE! | -0.0082005 | #VALUE! | #VALUE! | #VALUE! | #VALUE! | #VALUE! | #VALUE! | -2.9313e-05 | #VALUE! | #VALUE! | #VALUE! | #VALUE! | #VALUE! | #VALUE! | -0.038665 | #VALUE! | #VALUE! | #VALUE! | #VALUE! | #VALUE! | #VALUE! | 0.00034906 | #VALUE! | #VALUE! | #VALUE! | #VALUE! | #VALUE! | #VALUE! | -0.002365 | #VALUE! | #VALUE! | #VALUE! | #VALUE! | #VALUE! | #VALUE! | -0.013101 | #VALUE! | #VALUE! | #VALUE! | #VALUE! | #VALUE! | #VALUE! | 0.00051782 | #VALUE! | #VALUE! | #VALUE! | #VALUE! | #VALUE! | #VALUE! | -0.0014256 | #VALUE! | #VALUE! | #VALUE! | #VALUE! | #VALUE! | #VALUE! | -0.06927 | #VALUE! | #VALUE! | #VALUE! | #VALUE! | #VALUE! | #VALUE! | 0.00067539 | #VALUE! | #VALUE! | #VALUE! | #VALUE! | #VALUE! | #VALUE! | -0.0014346 | #VALUE! | #VALUE! | #VALUE! | #VALUE! | #VALUE! | #VALUE! | 0.0016968 | #VALUE! | #VALUE! | #VALUE! | #VALUE! | #VALUE! | #VALUE! | -0.0011883 | #VALUE! | #VALUE! | #VALUE! | #VALUE! | #VALUE! | #VALUE! | -7.3601e-05 | #VALUE! | #VALUE! | #VALUE! | #VALUE! | #VALUE! | #VALUE! | -0.092107 | #VALUE! | #VALUE! | #VALUE! | #VALUE! | #VALUE! | #VALUE! | 0.0015889 | #VALUE! | #VALUE! | #VALUE! | #VALUE! | #VALUE! | #VALUE! | -0.0020803 | #VALUE! | #VALUE! | #VALUE! | #VALUE! | #VALUE! | #VALUE! | -0.021982 | #VALUE! | #VALUE! | #VALUE! | #VALUE! | #VALUE! | #VALUE! | 0.00048839 | #VALUE! | #VALUE! | #VALUE! | #VALUE! | #VALUE! | #VALUE! | -0.0013365 | #VALUE! | #VALUE! | #VALUE! | #VALUE! | #VALUE! | #VALUE! | 0.00030812 | #VALUE! | #VALUE! | #VALUE! | #VALUE! | #VALUE! | #VALUE! | 0.00083689 | #VALUE! | #VALUE! | #VALUE! | #VALUE! | #VALUE! | #VALUE! | -0.0017051 | #VALUE! | #VALUE! | #VALUE! | #VALUE! | #VALUE! | #VALUE! | 0.0017257 | #VALUE! | #VALUE! | #VALUE! | #VALUE! | #VALUE! | #VALUE! | 0.00049119 | #VALUE! | #VALUE! | #VALUE! | #VALUE! | #VALUE! | #VALUE! | -0.001185 | #VALUE! | #VALUE! | #VALUE! | #VALUE! | #VALUE! | #VALUE! | 0.0019154 | #VALUE! | #VALUE! | #VALUE! | #VALUE! | #VALUE! | #VALUE! | 0.00055403 | #VALUE! | #VALUE! | #VALUE! | #VALUE! | #VALUE! | #VALUE! | -0.0015948 | #VALUE! | #VALUE! | #VALUE! | #VALUE! | #VALUE! | #VALUE! | 0.0030864 | #VALUE! | #VALUE! | #VALUE! | #VALUE! | #VALUE! | #VALUE! | 0.00032348 | #VALUE! | #VALUE! | #VALUE! | #VALUE! | #VALUE! | #VALUE! | -0.00022423 | #VALUE! | #VALUE! | #VALUE! | #VALUE! | #VALUE! | #VALUE! | 0.00074125 | #VALUE! | #VALUE! | #VALUE! | #VALUE! | #VALUE! | #VALUE! | 0.0007137 | #VALUE! | #VALUE! | #VALUE! | #VALUE! | #VALUE! | #VALUE! | -0.00168 | #VALUE! | #VALUE! | #VALUE! | #VALUE! | #VALUE! | #VALUE! | -0.0064796 | #VALUE! | #VALUE! | #VALUE! | #VALUE! | #VALUE! | #VALUE! | -9.085e-05 | #VALUE! | #VALUE! | #VALUE! | #VALUE! | #VALUE! | #VALUE! | -0.00038022 | #VALUE! | #VALUE! | #VALUE! | #VALUE! | #VALUE! | #VALUE! | -0.0057267 | #VALUE! | #VALUE! | #VALUE! | #VALUE! | #VALUE! | #VALUE! | -0.011753 | #VALUE! | #VALUE! | #VALUE! | #VALUE! | #VALUE! | #VALUE! | -1.1192e-06 | #VALUE! | #VALUE! | #VALUE! | #VALUE! | #VALUE! | #VALUE! | -0.0033718 | #VALUE! | #VALUE! | #VALUE! | #VALUE! | #VALUE! | #VALUE! | -0.015603 | #VALUE! | #VALUE! | #VALUE! | #VALUE! | #VALUE! | #VALUE! | -9.4701e-08 | #VALUE! | #VALUE! | #VALUE! | #VALUE! | #VALUE! | #VALUE! | -0.0075233 | #VALUE! | #VALUE! | #VALUE! | #VALUE! | #VALUE! | #VALUE! | -0.013176 | #VALUE! | #VALUE! | #VALUE! | #VALUE! | #VALUE! | #VALUE! | 1.0755e-07 | #VALUE! | #VALUE! | #VALUE! | #VALUE! | #VALUE! | #VALUE! | -0.0036605 | #VALUE! | #VALUE! | #VALUE! | #VALUE! | #VALUE! | #VALUE! | -0.01234 | #VALUE! | #VALUE! | #VALUE! | #VALUE! | #VALUE! | #VALUE! | -8.3458e-08 | #VALUE! | #VALUE! | #VALUE! | #VALUE! | #VALUE! | #VALUE! | -0.003417 | #VALUE! | #VALUE! | #VALUE! | #VALUE! | #VALUE! | #VALUE! | -0.013527 | #VALUE! | #VALUE! | #VALUE! | #VALUE! | #VALUE! | #VALUE! | -7.2939e-07 | #VALUE! | #VALUE! | #VALUE! | #VALUE! | #VALUE! | #VALUE! | -0.0012935 | #VALUE! | #VALUE! | #VALUE! | #VALUE! | #VALUE! | #VALUE! | -0.010662 | #VALUE! | #VALUE! | #VALUE! | #VALUE! | #VALUE! | #VALUE! | 2.1365e-09 | #VALUE! | #VALUE! | #VALUE! | #VALUE! | #VALUE! | #VALUE! | -0.0051068 | #VALUE! | #VALUE! | #VALUE! | #VALUE! | #VALUE! | #VALUE! | -0.01122 | #VALUE! | #VALUE! | #VALUE! | #VALUE! | #VALUE! | #VALUE! | -1.1577e-06 | #VALUE! | #VALUE! | #VALUE! | #VALUE! | #VALUE! | #VALUE! | -0.0015363 | #VALUE! | #VALUE! | #VALUE! | #VALUE! | #VALUE! | #VALUE! | -0.0065089 | #VALUE! | #VALUE! | #VALUE! | #VALUE! | #VALUE! | #VALUE! | -4.3528e-08 | #VALUE! | #VALUE! | #VALUE! | #VALUE! | #VALUE! | #VALUE! | -0.011801 | #VALUE! | #VALUE! | #VALUE! | #VALUE! | #VALUE! | #VALUE! | -0.017899 | #VALUE! | #VALUE! | #VALUE! | #VALUE! | #VALUE! | #VALUE! | 5.3679e-08 | #VALUE! | #VALUE! | #VALUE! | #VALUE! | #VALUE! | #VALUE! | 0.00015664 | #VALUE! | #VALUE! | #VALUE! | #VALUE! | #VALUE! | #VALUE! | -0.012543 | #VALUE! | #VALUE! | #VALUE! | #VALUE! | #VALUE! | #VALUE! | 1.0287e-08 | #VALUE! | #VALUE! | #VALUE! | #VALUE! | #VALUE! | #VALUE! | -0.014528 | #VALUE! | #VALUE! | #VALUE! | #VALUE! | #VALUE! | #VALUE! | -0.0291 | #VALUE! | #VALUE! | #VALUE! | #VALUE! | #VALUE! | #VALUE! | 1.2041e-07 | #VALUE! | #VALUE! | #VALUE! | #VALUE! | #VALUE! | #VALUE! | 8.076e-05 | #VALUE! | #VALUE! | #VALUE! | #VALUE! | #VALUE! | #VALUE! | -0.01883 | #VALUE! | #VALUE! | #VALUE! | #VALUE! | #VALUE! | #VALUE! | 1.0048e-08 | #VALUE! | #VALUE! | #VALUE! | #VALUE! | #VALUE! | #VALUE! | 0.0012784 | #VALUE! | #VALUE! | #VALUE! | #VALUE! | #VALUE! | #VALUE! | -0.0088512 | #VALUE! | #VALUE! | #VALUE! | #VALUE! | #VALUE! | #VALUE! | -1.0811e-06 | #VALUE! | #VALUE! | #VALUE! | #VALUE! | #VALUE! | #VALUE! | 0.0012557 | #VALUE! | #VALUE! | #VALUE! | #VALUE! | #VALUE! | #VALUE! | -0.0070353 | #VALUE! | #VALUE! | #VALUE! | #VALUE! | #VALUE! | #VALUE! | -8.241e-08 | #VALUE! | #VALUE! | #VALUE! | #VALUE! | #VALUE! | #VALUE! | 0.0011835 | #VALUE! | #VALUE! | #VALUE! | #VALUE! | #VALUE! | #VALUE! | -0.0099676 | #VALUE! | #VALUE! | #VALUE! | #VALUE! | #VALUE! | #VALUE! | -9.6788e-07 | #VALUE! | #VALUE! | #VALUE! | #VALUE! | #VALUE! | #VALUE! | 0.00090014 | #VALUE! | #VALUE! | #VALUE! | #VALUE! | #VALUE! | #VALUE! | -0.0076126 | #VALUE! | #VALUE! | #VALUE! | #VALUE! | #VALUE! | #VALUE! | -6.8866e-08 | #VALUE! | #VALUE! | #VALUE! | #VALUE! | #VALUE! | #VALUE! | 0.00094021 | #VALUE! | #VALUE! | #VALUE! | #VALUE! | #VALUE! | #VALUE! | -0.012028 | #VALUE! | #VALUE! | #VALUE! | #VALUE! | #VALUE! | #VALUE! | -6.4349e-07 | #VALUE! | #VALUE! | #VALUE! | #VALUE! | #VALUE! | #VALUE! | 0.00010875 | #VALUE! | #VALUE! | #VALUE! | #VALUE! | #VALUE! | #VALUE! | -0.0078797 | #VALUE! | #VALUE! | #VALUE! | #VALUE! | #VALUE! | #VALUE! | -4.3238e-08 | #VALUE! | #VALUE! | #VALUE! | #VALUE! | #VALUE! | #VALUE! | 0.00085074 | #VALUE! | #VALUE! | #VALUE! | #VALUE! | #VALUE! | #VALUE! | -0.010553 | #VALUE! | #VALUE! | #VALUE! | #VALUE! | #VALUE! | #VALUE! | -1.1326e-06 | #VALUE! | #VALUE! | #VALUE! | #VALUE! | #VALUE! | #VALUE! | 0.00032872 | #VALUE! | #VALUE! | #VALUE! | #VALUE! | #VALUE! | #VALUE! | -0.0074666 | #VALUE! | #VALUE! | #VALUE! | #VALUE! | #VALUE! | #VALUE! | -7.7962e-08 | #VALUE! | #VALUE! | #VALUE! | #VALUE! | #VALUE! | #VALUE! | 0.00023413 | #VALUE! | #VALUE! | #VALUE! | #VALUE! | #VALUE! | #VALUE! | -0.018056 | #VALUE! | #VALUE! | #VALUE! | #VALUE! | #VALUE! | #VALUE! | -1.4882e-06 | #VALUE! | #VALUE! | #VALUE! | #VALUE! | #VALUE! | #VALUE! | 0.00025796 | #VALUE! | #VALUE! | #VALUE! | #VALUE! | #VALUE! | #VALUE! | -0.0093524 | #VALUE! | #VALUE! | #VALUE! | #VALUE! | #VALUE! | #VALUE! | -1.3814e-07 | #VALUE! | #VALUE! | #VALUE! | #VALUE! | #VALUE! | #VALUE! | -0.00076902 | #VALUE! | #VALUE! | #VALUE! | #VALUE! | #VALUE! | #VALUE! | -0.020205 | #VALUE! | #VALUE! | #VALUE! | #VALUE! | #VALUE! | #VALUE! | -1.3151e-06 | #VALUE! | #VALUE! | #VALUE! | #VALUE! | #VALUE! | #VALUE! | -8.193e-05 | #VALUE! | #VALUE! | #VALUE! | #VALUE! | #VALUE! | #VALUE! | -0.012146 | #VALUE! | #VALUE! | #VALUE! | #VALUE! | #VALUE! | #VALUE! | -1.26e-07 | #VALUE! | #VALUE! | #VALUE! | #VALUE! | #VALUE! | #VALUE!
|  |  | 0 | 0 | 0 | 0.0029145 | #VALUE! | #VALUE! | #VALUE! | #VALUE! | #VALUE! | #VALUE! | 0.00050459 | #VALUE! | #VALUE! | #VALUE! | #VALUE! | #VALUE! | #VALUE! | 3.2573e-05 | #VALUE! | #VALUE! | #VALUE! | #VALUE! | #VALUE! | #VALUE! | -3.6475e-05 | #VALUE! | #VALUE! | #VALUE! | #VALUE! | #VALUE! | #VALUE! | 0.00088633 | #VALUE! | #VALUE! | #VALUE! | #VALUE! | #VALUE! | #VALUE! | 3.7499e-05 | #VALUE! | #VALUE! | #VALUE! | #VALUE! | #VALUE! | #VALUE! | -9.5497e-06 | #VALUE! | #VALUE! | #VALUE! | #VALUE! | #VALUE! | #VALUE! | 0.001484 | #VALUE! | #VALUE! | #VALUE! | #VALUE! | #VALUE! | #VALUE! | 8.1992e-05 | #VALUE! | #VALUE! | #VALUE! | #VALUE! | #VALUE! | #VALUE! | -0.0002907 | #VALUE! | #VALUE! | #VALUE! | #VALUE! | #VALUE! | #VALUE! | 0.00093756 | #VALUE! | #VALUE! | #VALUE! | #VALUE! | #VALUE! | #VALUE! | 6.5303e-05 | #VALUE! | #VALUE! | #VALUE! | #VALUE! | #VALUE! | #VALUE! | -1.0004e-05 | #VALUE! | #VALUE! | #VALUE! | #VALUE! | #VALUE! | #VALUE! | 0.0011286 | #VALUE! | #VALUE! | #VALUE! | #VALUE! | #VALUE! | #VALUE! | -2.9825e-05 | #VALUE! | #VALUE! | #VALUE! | #VALUE! | #VALUE! | #VALUE! | -7.9104e-05 | #VALUE! | #VALUE! | #VALUE! | #VALUE! | #VALUE! | #VALUE! | 0.00031999 | #VALUE! | #VALUE! | #VALUE! | #VALUE! | #VALUE! | #VALUE! | 5.7494e-06 | #VALUE! | #VALUE! | #VALUE! | #VALUE! | #VALUE! | #VALUE! | -1.9166e-05 | #VALUE! | #VALUE! | #VALUE! | #VALUE! | #VALUE! | #VALUE! | 0.0011178 | #VALUE! | #VALUE! | #VALUE! | #VALUE! | #VALUE! | #VALUE! | 0.00017869 | #VALUE! | #VALUE! | #VALUE! | #VALUE! | #VALUE! | #VALUE! | -0.00033413 | #VALUE! | #VALUE! | #VALUE! | #VALUE! | #VALUE! | #VALUE! | 0.00027023 | #VALUE! | #VALUE! | #VALUE! | #VALUE! | #VALUE! | #VALUE! | 9.4857e-05 | #VALUE! | #VALUE! | #VALUE! | #VALUE! | #VALUE! | #VALUE! | -1.3686e-05 | #VALUE! | #VALUE! | #VALUE! | #VALUE! | #VALUE! | #VALUE! | 0.0013433 | #VALUE! | #VALUE! | #VALUE! | #VALUE! | #VALUE! | #VALUE! | 0.00010851 | #VALUE! | #VALUE! | #VALUE! | #VALUE! | #VALUE! | #VALUE! | -0.00022718 | #VALUE! | #VALUE! | #VALUE! | #VALUE! | #VALUE! | #VALUE! | 0.00044628 | #VALUE! | #VALUE! | #VALUE! | #VALUE! | #VALUE! | #VALUE! | 1.0104e-05 | #VALUE! | #VALUE! | #VALUE! | #VALUE! | #VALUE! | #VALUE! | -8.5559e-05 | #VALUE! | #VALUE! | #VALUE! | #VALUE! | #VALUE! | #VALUE! | 0.0014109 | #VALUE! | #VALUE! | #VALUE! | #VALUE! | #VALUE! | #VALUE! | 0.00010455 | #VALUE! | #VALUE! | #VALUE! | #VALUE! | #VALUE! | #VALUE! | 0.0018394 | #VALUE! | #VALUE! | #VALUE! | #VALUE! | #VALUE! | #VALUE! | 0.0004166 | #VALUE! | #VALUE! | #VALUE! | #VALUE! | #VALUE! | #VALUE! | 3.3051e-06 | #VALUE! | #VALUE! | #VALUE! | #VALUE! | #VALUE! | #VALUE! | 0.0031145 | #VALUE! | #VALUE! | #VALUE! | #VALUE! | #VALUE! | #VALUE! | -0.012757 | #VALUE! | #VALUE! | #VALUE! | #VALUE! | #VALUE! | #VALUE! | 3.6451e-05 | #VALUE! | #VALUE! | #VALUE! | #VALUE! | #VALUE! | #VALUE! | 0.001123 | #VALUE! | #VALUE! | #VALUE! | #VALUE! | #VALUE! | #VALUE! | -0.0084118 | #VALUE! | #VALUE! | #VALUE! | #VALUE! | #VALUE! | #VALUE! | 5.7255e-05 | #VALUE! | #VALUE! | #VALUE! | #VALUE! | #VALUE! | #VALUE! | -1.5596e-05 | #VALUE! | #VALUE! | #VALUE! | #VALUE! | #VALUE! | #VALUE! | -0.013425 | #VALUE! | #VALUE! | #VALUE! | #VALUE! | #VALUE! | #VALUE! | 0.00012378 | #VALUE! | #VALUE! | #VALUE! | #VALUE! | #VALUE! | #VALUE! | -0.00015709 | #VALUE! | #VALUE! | #VALUE! | #VALUE! | #VALUE! | #VALUE! | -0.0087887 | #VALUE! | #VALUE! | #VALUE! | #VALUE! | #VALUE! | #VALUE! | 0.00010087 | #VALUE! | #VALUE! | #VALUE! | #VALUE! | #VALUE! | #VALUE! | 0.0062875 | #VALUE! | #VALUE! | #VALUE! | #VALUE! | #VALUE! | #VALUE! | -0.013864 | #VALUE! | #VALUE! | #VALUE! | #VALUE! | #VALUE! | #VALUE! | -0.00010639 | #VALUE! | #VALUE! | #VALUE! | #VALUE! | #VALUE! | #VALUE! | -2.0627e-05 | #VALUE! | #VALUE! | #VALUE! | #VALUE! | #VALUE! | #VALUE! | -0.0077226 | #VALUE! | #VALUE! | #VALUE! | #VALUE! | #VALUE! | #VALUE! | 7.9015e-05 | #VALUE! | #VALUE! | #VALUE! | #VALUE! | #VALUE! | #VALUE! | -5.7656e-05 | #VALUE! | #VALUE! | #VALUE! | #VALUE! | #VALUE! | #VALUE! | -0.011044 | #VALUE! | #VALUE! | #VALUE! | #VALUE! | #VALUE! | #VALUE! | 0.00019003 | #VALUE! | #VALUE! | #VALUE! | #VALUE! | #VALUE! | #VALUE! | -0.00024703 | #VALUE! | #VALUE! | #VALUE! | #VALUE! | #VALUE! | #VALUE! | -0.0071118 | #VALUE! | #VALUE! | #VALUE! | #VALUE! | #VALUE! | #VALUE! | 0.00014972 | #VALUE! | #VALUE! | #VALUE! | #VALUE! | #VALUE! | #VALUE! | -2.9326e-05 | #VALUE! | #VALUE! | #VALUE! | #VALUE! | #VALUE! | #VALUE! | -0.014285 | #VALUE! | #VALUE! | #VALUE! | #VALUE! | #VALUE! | #VALUE! | 0.00014331 | #VALUE! | #VALUE! | #VALUE! | #VALUE! | #VALUE! | #VALUE! | -0.00035816 | #VALUE! | #VALUE! | #VALUE! | #VALUE! | #VALUE! | #VALUE! | -0.0088083 | #VALUE! | #VALUE! | #VALUE! | #VALUE! | #VALUE! | #VALUE! | 0.0001134 | #VALUE! | #VALUE! | #VALUE! | #VALUE! | #VALUE! | #VALUE! | -0.00010813 | #VALUE! | #VALUE! | #VALUE! | #VALUE! | #VALUE! | #VALUE! | -0.014096 | #VALUE! | #VALUE! | #VALUE! | #VALUE! | #VALUE! | #VALUE! | 0.00012814 | #VALUE! | #VALUE! | #VALUE! | #VALUE! | #VALUE! | #VALUE! | 0.0008727 | #VALUE! | #VALUE! | #VALUE! | #VALUE! | #VALUE! | #VALUE! | -0.0085854 | #VALUE! | #VALUE! | #VALUE! | #VALUE! | #VALUE! | #VALUE! | 0.0002175 | #VALUE! | #VALUE! | #VALUE! | #VALUE! | #VALUE! | #VALUE! | 0.00039572 | #VALUE! | #VALUE! | #VALUE! | #VALUE! | #VALUE! | #VALUE! | 0.0004847 | #VALUE! | #VALUE! | #VALUE! | #VALUE! | #VALUE! | #VALUE! | 2.0088e-08 | #VALUE! | #VALUE! | #VALUE! | #VALUE! | #VALUE! | #VALUE! | 0.00027116 | #VALUE! | #VALUE! | #VALUE! | #VALUE! | #VALUE! | #VALUE! | 0.00053824 | #VALUE! | #VALUE! | #VALUE! | #VALUE! | #VALUE! | #VALUE! | -8.3262e-09 | #VALUE! | #VALUE! | #VALUE! | #VALUE! | #VALUE! | #VALUE! | 0.00045796 | #VALUE! | #VALUE! | #VALUE! | #VALUE! | #VALUE! | #VALUE! | 0.0006202 | #VALUE! | #VALUE! | #VALUE! | #VALUE! | #VALUE! | #VALUE! | -8.9212e-07 | #VALUE! | #VALUE! | #VALUE! | #VALUE! | #VALUE! | #VALUE! | 0.00052852 | #VALUE! | #VALUE! | #VALUE! | #VALUE! | #VALUE! | #VALUE! | 0.00083996 | #VALUE! | #VALUE! | #VALUE! | #VALUE! | #VALUE! | #VALUE! | 2.0894e-09 | #VALUE! | #VALUE! | #VALUE! | #VALUE! | #VALUE! | #VALUE! | 0.00020628 | #VALUE! | #VALUE! | #VALUE! | #VALUE! | #VALUE! | #VALUE! | 0.0004474 | #VALUE! | #VALUE! | #VALUE! | #VALUE! | #VALUE! | #VALUE! | 7.7791e-09 | #VALUE! | #VALUE! | #VALUE! | #VALUE! | #VALUE! | #VALUE! | 0.00046132 | #VALUE! | #VALUE! | #VALUE! | #VALUE! | #VALUE! | #VALUE! | 0.0007233 | #VALUE! | #VALUE! | #VALUE! | #VALUE! | #VALUE! | #VALUE! | 1.9327e-08 | #VALUE! | #VALUE! | #VALUE! | #VALUE! | #VALUE! | #VALUE! | 0.00055478 | #VALUE! | #VALUE! | #VALUE! | #VALUE! | #VALUE! | #VALUE! | 0.00045226 | #VALUE! | #VALUE! | #VALUE! | #VALUE! | #VALUE! | #VALUE! | -9.6315e-07 | #VALUE! | #VALUE! | #VALUE! | #VALUE! | #VALUE! | #VALUE! | 0.00046804 | #VALUE! | #VALUE! | #VALUE! | #VALUE! | #VALUE! | #VALUE! | 0.00089551 | #VALUE! | #VALUE! | #VALUE! | #VALUE! | #VALUE! | #VALUE! | 3.9829e-09 | #VALUE! | #VALUE! | #VALUE! | #VALUE! | #VALUE! | #VALUE! | 0.0003719 | #VALUE! | #VALUE! | #VALUE! | #VALUE! | #VALUE! | #VALUE! | 0.00069289 | #VALUE! | #VALUE! | #VALUE! | #VALUE! | #VALUE! | #VALUE! | -1.4106e-06 | #VALUE! | #VALUE! | #VALUE! | #VALUE! | #VALUE! | #VALUE! | -2.8126e-05 | #VALUE! | #VALUE! | #VALUE! | #VALUE! | #VALUE! | #VALUE! | 0.0011355 | #VALUE! | #VALUE! | #VALUE! | #VALUE! | #VALUE! | #VALUE! | 5.0785e-09 | #VALUE! | #VALUE! | #VALUE! | #VALUE! | #VALUE! | #VALUE! | 0.0017569 | #VALUE! | #VALUE! | #VALUE! | #VALUE! | #VALUE! | #VALUE! | 0.00091814 | #VALUE! | #VALUE! | #VALUE! | #VALUE! | #VALUE! | #VALUE! | -1.2996e-06 | #VALUE! | #VALUE! | #VALUE! | #VALUE! | #VALUE! | #VALUE! | -4.1482e-05 | #VALUE! | #VALUE! | #VALUE! | #VALUE! | #VALUE! | #VALUE! | 0.001825 | #VALUE! | #VALUE! | #VALUE! | #VALUE! | #VALUE! | #VALUE! | 5.4284e-09 | #VALUE! | #VALUE! | #VALUE! | #VALUE! | #VALUE! | #VALUE! | 0.0010103 | #VALUE! | #VALUE! | #VALUE! | #VALUE! | #VALUE! | #VALUE! | -0.0010741 | #VALUE! | #VALUE! | #VALUE! | #VALUE! | #VALUE! | #VALUE! | 1.9852e-07 | #VALUE! | #VALUE! | #VALUE! | #VALUE! | #VALUE! | #VALUE! | 0.00054986 | #VALUE! | #VALUE! | #VALUE! | #VALUE! | #VALUE! | #VALUE! | -0.00038916 | #VALUE! | #VALUE! | #VALUE! | #VALUE! | #VALUE! | #VALUE! | 1.1151e-07 | #VALUE! | #VALUE! | #VALUE! | #VALUE! | #VALUE! | #VALUE! | 0.00078705 | #VALUE! | #VALUE! | #VALUE! | #VALUE! | #VALUE! | #VALUE! | -0.0016884 | #VALUE! | #VALUE! | #VALUE! | #VALUE! | #VALUE! | #VALUE! | 1.55e-07 | #VALUE! | #VALUE! | #VALUE! | #VALUE! | #VALUE! | #VALUE! | 0.00051496 | #VALUE! | #VALUE! | #VALUE! | #VALUE! | #VALUE! | #VALUE! | -0.00045852 | #VALUE! | #VALUE! | #VALUE! | #VALUE! | #VALUE! | #VALUE! | 8.1249e-08 | #VALUE! | #VALUE! | #VALUE! | #VALUE! | #VALUE! | #VALUE! | 0.00063944 | #VALUE! | #VALUE! | #VALUE! | #VALUE! | #VALUE! | #VALUE! | -0.0016299 | #VALUE! | #VALUE! | #VALUE! | #VALUE! | #VALUE! | #VALUE! | 9.5478e-08 | #VALUE! | #VALUE! | #VALUE! | #VALUE! | #VALUE! | #VALUE! | 0.0004681 | #VALUE! | #VALUE! | #VALUE! | #VALUE! | #VALUE! | #VALUE! | -0.0012342 | #VALUE! | #VALUE! | #VALUE! | #VALUE! | #VALUE! | #VALUE! | -3.0303e-06 | #VALUE! | #VALUE! | #VALUE! | #VALUE! | #VALUE! | #VALUE! | 0.00069485 | #VALUE! | #VALUE! | #VALUE! | #VALUE! | #VALUE! | #VALUE! | -0.0014658 | #VALUE! | #VALUE! | #VALUE! | #VALUE! | #VALUE! | #VALUE! | 1.786e-07 | #VALUE! | #VALUE! | #VALUE! | #VALUE! | #VALUE! | #VALUE! | 0.00050753 | #VALUE! | #VALUE! | #VALUE! | #VALUE! | #VALUE! | #VALUE! | -0.0004131 | #VALUE! | #VALUE! | #VALUE! | #VALUE! | #VALUE! | #VALUE! | 7.9608e-08 | #VALUE! | #VALUE! | #VALUE! | #VALUE! | #VALUE! | #VALUE! | 0.00061923 | #VALUE! | #VALUE! | #VALUE! | #VALUE! | #VALUE! | #VALUE! | -0.002579 | #VALUE! | #VALUE! | #VALUE! | #VALUE! | #VALUE! | #VALUE! | 2.1659e-07 | #VALUE! | #VALUE! | #VALUE! | #VALUE! | #VALUE! | #VALUE! | 0.00045672 | #VALUE! | #VALUE! | #VALUE! | #VALUE! | #VALUE! | #VALUE! | -0.0006969 | #VALUE! | #VALUE! | #VALUE! | #VALUE! | #VALUE! | #VALUE! | 5.5858e-08 | #VALUE! | #VALUE! | #VALUE! | #VALUE! | #VALUE! | #VALUE! | 0.00067755 | #VALUE! | #VALUE! | #VALUE! | #VALUE! | #VALUE! | #VALUE! | -0.0035116 | #VALUE! | #VALUE! | #VALUE! | #VALUE! | #VALUE! | #VALUE! | 1.7655e-07 | #VALUE! | #VALUE! | #VALUE! | #VALUE! | #VALUE! | #VALUE! | 0.00045634 | #VALUE! | #VALUE! | #VALUE! | #VALUE! | #VALUE! | #VALUE! | -0.0020427 | #VALUE! | #VALUE! | #VALUE! | #VALUE! | #VALUE! | #VALUE! | 6.9018e-08 | #VALUE! | #VALUE! | #VALUE! | #VALUE! | #VALUE! | #VALUE! | 0.0016677 | #VALUE! | #VALUE! | #VALUE! | #VALUE! | #VALUE! | #VALUE! | 0.00061217 | #VALUE! | #VALUE! | #VALUE! | #VALUE! | #VALUE! | #VALUE! | 6.3928e-05 | #VALUE! | #VALUE! | #VALUE! | #VALUE! | #VALUE! | #VALUE! | 0.00092032 | #VALUE! | #VALUE! | #VALUE! | #VALUE! | #VALUE! | #VALUE! | 0.0014916 | #VALUE! | #VALUE! | #VALUE! | #VALUE! | #VALUE! | #VALUE! | 6.4752e-05 | #VALUE! | #VALUE! | #VALUE! | #VALUE! | #VALUE! | #VALUE! | -6.0073e-05 | #VALUE! | #VALUE! | #VALUE! | #VALUE! | #VALUE! | #VALUE! | 0.002094 | #VALUE! | #VALUE! | #VALUE! | #VALUE! | #VALUE! | #VALUE! | 0.00013054 | #VALUE! | #VALUE! | #VALUE! | #VALUE! | #VALUE! | #VALUE! | -0.00031448 | #VALUE! | #VALUE! | #VALUE! | #VALUE! | #VALUE! | #VALUE! | 0.00080853 | #VALUE! | #VALUE! | #VALUE! | #VALUE! | #VALUE! | #VALUE! | 8.8804e-06 | #VALUE! | #VALUE! | #VALUE! | #VALUE! | #VALUE! | #VALUE! | -0.00083604 | #VALUE! | #VALUE! | #VALUE! | #VALUE! | #VALUE! | #VALUE! | 0.0012245 | #VALUE! | #VALUE! | #VALUE! | #VALUE! | #VALUE! | #VALUE! | 8.5743e-05 | #VALUE! | #VALUE! | #VALUE! | #VALUE! | #VALUE! | #VALUE! | -0.00011726 | #VALUE! | #VALUE! | #VALUE! | #VALUE! | #VALUE! | #VALUE! | 0.00019559 | #VALUE! | #VALUE! | #VALUE! | #VALUE! | #VALUE! | #VALUE! | 5.0794e-06 | #VALUE! | #VALUE! | #VALUE! | #VALUE! | #VALUE! | #VALUE! | -1.2073e-05 | #VALUE! | #VALUE! | #VALUE! | #VALUE! | #VALUE! | #VALUE! | 0.000897 | #VALUE! | #VALUE! | #VALUE! | #VALUE! | #VALUE! | #VALUE! | 0.00011888 | #VALUE! | #VALUE! | #VALUE! | #VALUE! | #VALUE! | #VALUE! | -0.0003725 | #VALUE! | #VALUE! | #VALUE! | #VALUE! | #VALUE! | #VALUE! | 0.00017473 | #VALUE! | #VALUE! | #VALUE! | #VALUE! | #VALUE! | #VALUE! | 1.6332e-05 | #VALUE! | #VALUE! | #VALUE! | #VALUE! | #VALUE! | #VALUE! | -0.00011468 | #VALUE! | #VALUE! | #VALUE! | #VALUE! | #VALUE! | #VALUE! | 0.0014874 | #VALUE! | #VALUE! | #VALUE! | #VALUE! | #VALUE! | #VALUE! | 0.00010973 | #VALUE! | #VALUE! | #VALUE! | #VALUE! | #VALUE! | #VALUE! | 0.00070844 | #VALUE! | #VALUE! | #VALUE! | #VALUE! | #VALUE! | #VALUE! | 0.00053735 | #VALUE! | #VALUE! | #VALUE! | #VALUE! | #VALUE! | #VALUE! | 8.6525e-06 | #VALUE! | #VALUE! | #VALUE! | #VALUE! | #VALUE! | #VALUE! | -1.893e-05 | #VALUE! | #VALUE! | #VALUE! | #VALUE! | #VALUE! | #VALUE! | 0.0012993 | #VALUE! | #VALUE! | #VALUE! | #VALUE! | #VALUE! | #VALUE! | 0.00014247 | #VALUE! | #VALUE! | #VALUE! | #VALUE! | #VALUE! | #VALUE! | 0.0024769 | #VALUE! | #VALUE! | #VALUE! | #VALUE! | #VALUE! | #VALUE! | 0.00050348 | #VALUE! | #VALUE! | #VALUE! | #VALUE! | #VALUE! | #VALUE! | 7.4434e-06 | #VALUE! | #VALUE! | #VALUE! | #VALUE! | #VALUE! | #VALUE! | 0.0014741 | #VALUE! | #VALUE! | #VALUE! | #VALUE! | #VALUE! | #VALUE! | 9.3421e-05 | #VALUE! | #VALUE! | #VALUE! | #VALUE! | #VALUE! | #VALUE! | 6.0681e-05 | #VALUE! | #VALUE! | #VALUE! | #VALUE! | #VALUE! | #VALUE! | 0.0011621 | #VALUE! | #VALUE! | #VALUE! | #VALUE! | #VALUE! | #VALUE! | 0.0016878 | #VALUE! | #VALUE! | #VALUE! | #VALUE! | #VALUE! | #VALUE! | 6.1354e-05 | #VALUE! | #VALUE! | #VALUE! | #VALUE! | #VALUE! | #VALUE! | 0.004844 | #VALUE! | #VALUE! | #VALUE! | #VALUE! | #VALUE! | #VALUE! | -0.013403 | #VALUE! | #VALUE! | #VALUE! | #VALUE! | #VALUE! | #VALUE! | 0.00011639 | #VALUE! | #VALUE! | #VALUE! | #VALUE! | #VALUE! | #VALUE! | 3.8163e-05 | #VALUE! | #VALUE! | #VALUE! | #VALUE! | #VALUE! | #VALUE! | 0.0012863 | #VALUE! | #VALUE! | #VALUE! | #VALUE! | #VALUE! | #VALUE! | 8.9938e-06 | #VALUE! | #VALUE! | #VALUE! | #VALUE! | #VALUE! | #VALUE! | 0.0048003 | #VALUE! | #VALUE! | #VALUE! | #VALUE! | #VALUE! | #VALUE! | -0.013449 | #VALUE! | #VALUE! | #VALUE! | #VALUE! | #VALUE! | #VALUE! | 7.7653e-05 | #VALUE! | #VALUE! | #VALUE! | #VALUE! | #VALUE! | #VALUE! | 0.0023461 | #VALUE! | #VALUE! | #VALUE! | #VALUE! | #VALUE! | #VALUE! | -2.4653e-05 | #VALUE! | #VALUE! | #VALUE! | #VALUE! | #VALUE! | #VALUE! | 0.00020405 | #VALUE! | #VALUE! | #VALUE! | #VALUE! | #VALUE! | #VALUE! | -2.6529e-05 | #VALUE! | #VALUE! | #VALUE! | #VALUE! | #VALUE! | #VALUE! | 2.8028e-05 | #VALUE! | #VALUE! | #VALUE! | #VALUE! | #VALUE! | #VALUE! | 0.00013122 | #VALUE! | #VALUE! | #VALUE! | #VALUE! | #VALUE! | #VALUE! | -0.00016095 | #VALUE! | #VALUE! | #VALUE! | #VALUE! | #VALUE! | #VALUE! | -1.0377e-05 | #VALUE! | #VALUE! | #VALUE! | #VALUE! | #VALUE! | #VALUE! | 0.00013129 | #VALUE! | #VALUE! | #VALUE! | #VALUE! | #VALUE! | #VALUE! | -0.00019878 | #VALUE! | #VALUE! | #VALUE! | #VALUE! | #VALUE! | #VALUE! | 2.0659e-05 | #VALUE! | #VALUE! | #VALUE! | #VALUE! | #VALUE! | #VALUE! | 0.00010691 | #VALUE! | #VALUE! | #VALUE! | #VALUE! | #VALUE! | #VALUE! | -0.00032244 | #VALUE! | #VALUE! | #VALUE! | #VALUE! | #VALUE! | #VALUE! | 0.0014566 | #VALUE! | #VALUE! | #VALUE! | #VALUE! | #VALUE! | #VALUE! | 9.7335e-05 | #VALUE! | #VALUE! | #VALUE! | #VALUE! | #VALUE! | #VALUE! | -4.5928e-05 | #VALUE! | #VALUE! | #VALUE! | #VALUE! | #VALUE! | #VALUE! | 9.4938e-05 | #VALUE! | #VALUE! | #VALUE! | #VALUE! | #VALUE! | #VALUE! | 8.4172e-05 | #VALUE! | #VALUE! | #VALUE! | #VALUE! | #VALUE! | #VALUE! | 0.00083981 | #VALUE! | #VALUE! | #VALUE! | #VALUE! | #VALUE! | #VALUE! | 0.00012415 | #VALUE! | #VALUE! | #VALUE! | #VALUE! | #VALUE! | #VALUE! | 0.00010161 | #VALUE! | #VALUE! | #VALUE! | #VALUE! | #VALUE! | #VALUE! | 1.9714e-06 | #VALUE! | #VALUE! | #VALUE! | #VALUE! | #VALUE! | #VALUE! | 0.0049035 | #VALUE! | #VALUE! | #VALUE! | #VALUE! | #VALUE! | #VALUE! | -7.3519e-08 | #VALUE! | #VALUE! | #VALUE! | #VALUE! | #VALUE! | #VALUE! | 0.00055174 | #VALUE! | #VALUE! | #VALUE! | #VALUE! | #VALUE! | #VALUE! | 0.0016876 | #VALUE! | #VALUE! | #VALUE! | #VALUE! | #VALUE! | #VALUE! | -2.4548e-07 | #VALUE! | #VALUE! | #VALUE! | #VALUE! | #VALUE! | #VALUE! | 0.0012646 | #VALUE! | #VALUE! | #VALUE! | #VALUE! | #VALUE! | #VALUE! | 0.0050038 | #VALUE! | #VALUE! | #VALUE! | #VALUE! | #VALUE! | #VALUE! | -1.0181e-06 | #VALUE! | #VALUE! | #VALUE! | #VALUE! | #VALUE! | #VALUE! | 0.00050538 | #VALUE! | #VALUE! | #VALUE! | #VALUE! | #VALUE! | #VALUE! | 0.0016794 | #VALUE! | #VALUE! | #VALUE! | #VALUE! | #VALUE! | #VALUE! | -4.5817e-07 | #VALUE! | #VALUE! | #VALUE! | #VALUE! | #VALUE! | #VALUE! | 0.0010379 | #VALUE! | #VALUE! | #VALUE! | #VALUE! | #VALUE! | #VALUE! | 0.0042297 | #VALUE! | #VALUE! | #VALUE! | #VALUE! | #VALUE! | #VALUE! | -4.4793e-08 | #VALUE! | #VALUE! | #VALUE! | #VALUE! | #VALUE! | #VALUE! | 0.00011589 | #VALUE! | #VALUE! | #VALUE! | #VALUE! | #VALUE! | #VALUE! | 0.0014515 | #VALUE! | #VALUE! | #VALUE! | #VALUE! | #VALUE! | #VALUE! | -5.8066e-08 | #VALUE! | #VALUE! | #VALUE! | #VALUE! | #VALUE! | #VALUE! | 0.00097406 | #VALUE! | #VALUE! | #VALUE! | #VALUE! | #VALUE! | #VALUE! | 0.0039564 | #VALUE! | #VALUE! | #VALUE! | #VALUE! | #VALUE! | #VALUE! | -4.5538e-07 | #VALUE! | #VALUE! | #VALUE! | #VALUE! | #VALUE! | #VALUE! | 0.00015544 | #VALUE! | #VALUE! | #VALUE! | #VALUE! | #VALUE! | #VALUE! | 0.0012884 | #VALUE! | #VALUE! | #VALUE! | #VALUE! | #VALUE! | #VALUE! | -4.313e-09 | #VALUE! | #VALUE! | #VALUE! | #VALUE! | #VALUE! | #VALUE! | 0.0023938 | #VALUE! | #VALUE! | #VALUE! | #VALUE! | #VALUE! | #VALUE! | 0.0063121 | #VALUE! | #VALUE! | #VALUE! | #VALUE! | #VALUE! | #VALUE! | -1.5544e-06 | #VALUE! | #VALUE! | #VALUE! | #VALUE! | #VALUE! | #VALUE! | -2.7249e-05 | #VALUE! | #VALUE! | #VALUE! | #VALUE! | #VALUE! | #VALUE! | 0.002118 | #VALUE! | #VALUE! | #VALUE! | #VALUE! | #VALUE! | #VALUE! | -1.4929e-07 | #VALUE! | #VALUE! | #VALUE! | #VALUE! | #VALUE! | #VALUE! | 0.0042144 | #VALUE! | #VALUE! | #VALUE! | #VALUE! | #VALUE! | #VALUE! | 0.0070181 | #VALUE! | #VALUE! | #VALUE! | #VALUE! | #VALUE! | #VALUE! | -1.3585e-06 | #VALUE! | #VALUE! | #VALUE! | #VALUE! | #VALUE! | #VALUE! | -4.9656e-05 | #VALUE! | #VALUE! | #VALUE! | #VALUE! | #VALUE! | #VALUE! | 0.0029959 | #VALUE! | #VALUE! | #VALUE! | #VALUE! | #VALUE! | #VALUE! | -1.5505e-07 | #VALUE! | #VALUE! | #VALUE! | #VALUE! | #VALUE! | #VALUE! | 0.0050439 | #VALUE! | #VALUE! | #VALUE! | #VALUE! | #VALUE! | #VALUE! | -0.014302 | #VALUE! | #VALUE! | #VALUE! | #VALUE! | #VALUE! | #VALUE! | -5.8117e-07 | #VALUE! | #VALUE! | #VALUE! | #VALUE! | #VALUE! | #VALUE! | 0.0016989 | #VALUE! | #VALUE! | #VALUE! | #VALUE! | #VALUE! | #VALUE! | -0.021215 | #VALUE! | #VALUE! | #VALUE! | #VALUE! | #VALUE! | #VALUE! | -3.2083e-07 | #VALUE! | #VALUE! | #VALUE! | #VALUE! | #VALUE! | #VALUE! | 0.0031336 | #VALUE! | #VALUE! | #VALUE! | #VALUE! | #VALUE! | #VALUE! | -0.016054 | #VALUE! | #VALUE! | #VALUE! | #VALUE! | #VALUE! | #VALUE! | -7.0414e-07 | #VALUE! | #VALUE! | #VALUE! | #VALUE! | #VALUE! | #VALUE! | 0.00097029 | #VALUE! | #VALUE! | #VALUE! | #VALUE! | #VALUE! | #VALUE! | -0.025924 | #VALUE! | #VALUE! | #VALUE! | #VALUE! | #VALUE! | #VALUE! | -4.7346e-07 | #VALUE! | #VALUE! | #VALUE! | #VALUE! | #VALUE! | #VALUE! | 0.003292 | #VALUE! | #VALUE! | #VALUE! | #VALUE! | #VALUE! | #VALUE! | -0.01701 | #VALUE! | #VALUE! | #VALUE! | #VALUE! | #VALUE! | #VALUE! | -1.5363e-07 | #VALUE! | #VALUE! | #VALUE! | #VALUE! | #VALUE! | #VALUE! | 0.0015131 | #VALUE! | #VALUE! | #VALUE! | #VALUE! | #VALUE! | #VALUE! | -0.027401 | #VALUE! | #VALUE! | #VALUE! | #VALUE! | #VALUE! | #VALUE! | -2.117e-07 | #VALUE! | #VALUE! | #VALUE! | #VALUE! | #VALUE! | #VALUE! | 0.0033739 | #VALUE! | #VALUE! | #VALUE! | #VALUE! | #VALUE! | #VALUE! | -0.014767 | #VALUE! | #VALUE! | #VALUE! | #VALUE! | #VALUE! | #VALUE! | -9.3987e-07 | #VALUE! | #VALUE! | #VALUE! | #VALUE! | #VALUE! | #VALUE! | 0.0010721 | #VALUE! | #VALUE! | #VALUE! | #VALUE! | #VALUE! | #VALUE! | -0.023973 | #VALUE! | #VALUE! | #VALUE! | #VALUE! | #VALUE! | #VALUE! | -5.6045e-07 | #VALUE! | #VALUE! | #VALUE! | #VALUE! | #VALUE! | #VALUE! | 0.0021349 | #VALUE! | #VALUE! | #VALUE! | #VALUE! | #VALUE! | #VALUE! | -0.010709 | #VALUE! | #VALUE! | #VALUE! | #VALUE! | #VALUE! | #VALUE! | -1.1747e-06 | #VALUE! | #VALUE! | #VALUE! | #VALUE! | #VALUE! | #VALUE! | 0.0002867 | #VALUE! | #VALUE! | #VALUE! | #VALUE! | #VALUE! | #VALUE! | -0.032398 | #VALUE! | #VALUE! | #VALUE! | #VALUE! | #VALUE! | #VALUE! | -7.9467e-07 | #VALUE! | #VALUE! | #VALUE! | #VALUE! | #VALUE! | #VALUE! | 0.00065742 | #VALUE! | #VALUE! | #VALUE! | #VALUE! | #VALUE! | #VALUE! | -0.028255 | #VALUE! | #VALUE! | #VALUE! | #VALUE! | #VALUE! | #VALUE! | -7.0438e-07 | #VALUE! | #VALUE! | #VALUE! | #VALUE! | #VALUE! | #VALUE! | -1.7466e-05 | #VALUE! | #VALUE! | #VALUE! | #VALUE! | #VALUE! | #VALUE! | -0.039644 | #VALUE! | #VALUE! | #VALUE! | #VALUE! | #VALUE! | #VALUE! | -5.437e-07 | #VALUE! | #VALUE! | #VALUE! | #VALUE! | #VALUE! | #VALUE!
|  |  | 0 | 0 | 0 | -0.045697 | #VALUE! | #VALUE! | #VALUE! | #VALUE! | #VALUE! | #VALUE! | -0.01259 | #VALUE! | #VALUE! | #VALUE! | #VALUE! | #VALUE! | #VALUE! | -0.00087737 | #VALUE! | #VALUE! | #VALUE! | #VALUE! | #VALUE! | #VALUE! | 0.00035839 | #VALUE! | #VALUE! | #VALUE! | #VALUE! | #VALUE! | #VALUE! | -0.0053353 | #VALUE! | #VALUE! | #VALUE! | #VALUE! | #VALUE! | #VALUE! | -0.00041604 | #VALUE! | #VALUE! | #VALUE! | #VALUE! | #VALUE! | #VALUE! | 0.00028775 | #VALUE! | #VALUE! | #VALUE! | #VALUE! | #VALUE! | #VALUE! | -0.01427 | #VALUE! | #VALUE! | #VALUE! | #VALUE! | #VALUE! | #VALUE! | -0.00084095 | #VALUE! | #VALUE! | #VALUE! | #VALUE! | #VALUE! | #VALUE! | 0.0017192 | #VALUE! | #VALUE! | #VALUE! | #VALUE! | #VALUE! | #VALUE! | -0.0054711 | #VALUE! | #VALUE! | #VALUE! | #VALUE! | #VALUE! | #VALUE! | -0.00033362 | #VALUE! | #VALUE! | #VALUE! | #VALUE! | #VALUE! | #VALUE! | 0.00046352 | #VALUE! | #VALUE! | #VALUE! | #VALUE! | #VALUE! | #VALUE! | -0.013754 | #VALUE! | #VALUE! | #VALUE! | #VALUE! | #VALUE! | #VALUE! | -0.00073027 | #VALUE! | #VALUE! | #VALUE! | #VALUE! | #VALUE! | #VALUE! | 0.00067229 | #VALUE! | #VALUE! | #VALUE! | #VALUE! | #VALUE! | #VALUE! | -0.0040353 | #VALUE! | #VALUE! | #VALUE! | #VALUE! | #VALUE! | #VALUE! | -2.6744e-05 | #VALUE! | #VALUE! | #VALUE! | #VALUE! | #VALUE! | #VALUE! | 0.0003831 | #VALUE! | #VALUE! | #VALUE! | #VALUE! | #VALUE! | #VALUE! | -0.011918 | #VALUE! | #VALUE! | #VALUE! | #VALUE! | #VALUE! | #VALUE! | -0.0012525 | #VALUE! | #VALUE! | #VALUE! | #VALUE! | #VALUE! | #VALUE! | 0.0012486 | #VALUE! | #VALUE! | #VALUE! | #VALUE! | #VALUE! | #VALUE! | -0.0020099 | #VALUE! | #VALUE! | #VALUE! | #VALUE! | #VALUE! | #VALUE! | -0.00032567 | #VALUE! | #VALUE! | #VALUE! | #VALUE! | #VALUE! | #VALUE! | 0.00033652 | #VALUE! | #VALUE! | #VALUE! | #VALUE! | #VALUE! | #VALUE! | -0.015788 | #VALUE! | #VALUE! | #VALUE! | #VALUE! | #VALUE! | #VALUE! | -0.00132 | #VALUE! | #VALUE! | #VALUE! | #VALUE! | #VALUE! | #VALUE! | 0.001464 | #VALUE! | #VALUE! | #VALUE! | #VALUE! | #VALUE! | #VALUE! | -0.0036339 | #VALUE! | #VALUE! | #VALUE! | #VALUE! | #VALUE! | #VALUE! | -2.6253e-05 | #VALUE! | #VALUE! | #VALUE! | #VALUE! | #VALUE! | #VALUE! | 0.0013807 | #VALUE! | #VALUE! | #VALUE! | #VALUE! | #VALUE! | #VALUE! | -0.015413 | #VALUE! | #VALUE! | #VALUE! | #VALUE! | #VALUE! | #VALUE! | -0.0014594 | #VALUE! | #VALUE! | #VALUE! | #VALUE! | #VALUE! | #VALUE! | -0.0075968 | #VALUE! | #VALUE! | #VALUE! | #VALUE! | #VALUE! | #VALUE! | -0.0032814 | #VALUE! | #VALUE! | #VALUE! | #VALUE! | #VALUE! | #VALUE! | -2.3974e-05 | #VALUE! | #VALUE! | #VALUE! | #VALUE! | #VALUE! | #VALUE! | -0.02312 | #VALUE! | #VALUE! | #VALUE! | #VALUE! | #VALUE! | #VALUE! | -0.0020428 | #VALUE! | #VALUE! | #VALUE! | #VALUE! | #VALUE! | #VALUE! | -0.00061685 | #VALUE! | #VALUE! | #VALUE! | #VALUE! | #VALUE! | #VALUE! | 0.0055623 | #VALUE! | #VALUE! | #VALUE! | #VALUE! | #VALUE! | #VALUE! | -0.0013466 | #VALUE! | #VALUE! | #VALUE! | #VALUE! | #VALUE! | #VALUE! | 0.00017206 | #VALUE! | #VALUE! | #VALUE! | #VALUE! | #VALUE! | #VALUE! | 0.00017444 | #VALUE! | #VALUE! | #VALUE! | #VALUE! | #VALUE! | #VALUE! | -0.0020274 | #VALUE! | #VALUE! | #VALUE! | #VALUE! | #VALUE! | #VALUE! | -0.00052272 | #VALUE! | #VALUE! | #VALUE! | #VALUE! | #VALUE! | #VALUE! | -0.00023625 | #VALUE! | #VALUE! | #VALUE! | #VALUE! | #VALUE! | #VALUE! | -0.0013121 | #VALUE! | #VALUE! | #VALUE! | #VALUE! | #VALUE! | #VALUE! | 0.0002204 | #VALUE! | #VALUE! | #VALUE! | #VALUE! | #VALUE! | #VALUE! | -0.032215 | #VALUE! | #VALUE! | #VALUE! | #VALUE! | #VALUE! | #VALUE! | -0.0016747 | #VALUE! | #VALUE! | #VALUE! | #VALUE! | #VALUE! | #VALUE! | -0.00049544 | #VALUE! | #VALUE! | #VALUE! | #VALUE! | #VALUE! | #VALUE! | -0.00024028 | #VALUE! | #VALUE! | #VALUE! | #VALUE! | #VALUE! | #VALUE! | -0.0011998 | #VALUE! | #VALUE! | #VALUE! | #VALUE! | #VALUE! | #VALUE! | 0.00011538 | #VALUE! | #VALUE! | #VALUE! | #VALUE! | #VALUE! | #VALUE! | 0.00023176 | #VALUE! | #VALUE! | #VALUE! | #VALUE! | #VALUE! | #VALUE! | -0.00089702 | #VALUE! | #VALUE! | #VALUE! | #VALUE! | #VALUE! | #VALUE! | -0.00071908 | #VALUE! | #VALUE! | #VALUE! | #VALUE! | #VALUE! | #VALUE! | 3.161e-05 | #VALUE! | #VALUE! | #VALUE! | #VALUE! | #VALUE! | #VALUE! | -0.00085307 | #VALUE! | #VALUE! | #VALUE! | #VALUE! | #VALUE! | #VALUE! | 2.7133e-05 | #VALUE! | #VALUE! | #VALUE! | #VALUE! | #VALUE! | #VALUE! | 0.00022078 | #VALUE! | #VALUE! | #VALUE! | #VALUE! | #VALUE! | #VALUE! | -0.0011188 | #VALUE! | #VALUE! | #VALUE! | #VALUE! | #VALUE! | #VALUE! | -0.00074989 | #VALUE! | #VALUE! | #VALUE! | #VALUE! | #VALUE! | #VALUE! | -1.6084e-05 | #VALUE! | #VALUE! | #VALUE! | #VALUE! | #VALUE! | #VALUE! | -0.0006809 | #VALUE! | #VALUE! | #VALUE! | #VALUE! | #VALUE! | #VALUE! | 2.3735e-05 | #VALUE! | #VALUE! | #VALUE! | #VALUE! | #VALUE! | #VALUE! | 0.00071813 | #VALUE! | #VALUE! | #VALUE! | #VALUE! | #VALUE! | #VALUE! | -0.00093419 | #VALUE! | #VALUE! | #VALUE! | #VALUE! | #VALUE! | #VALUE! | -0.00080241 | #VALUE! | #VALUE! | #VALUE! | #VALUE! | #VALUE! | #VALUE! | 0.00033291 | #VALUE! | #VALUE! | #VALUE! | #VALUE! | #VALUE! | #VALUE! | -0.0004438 | #VALUE! | #VALUE! | #VALUE! | #VALUE! | #VALUE! | #VALUE! | 4.5212e-06 | #VALUE! | #VALUE! | #VALUE! | #VALUE! | #VALUE! | #VALUE! | -0.0043424 | #VALUE! | #VALUE! | #VALUE! | #VALUE! | #VALUE! | #VALUE! | -0.01145 | #VALUE! | #VALUE! | #VALUE! | #VALUE! | #VALUE! | #VALUE! | -7.0391e-08 | #VALUE! | #VALUE! | #VALUE! | #VALUE! | #VALUE! | #VALUE! | -0.0017549 | #VALUE! | #VALUE! | #VALUE! | #VALUE! | #VALUE! | #VALUE! | -0.00449 | #VALUE! | #VALUE! | #VALUE! | #VALUE! | #VALUE! | #VALUE! | -1.0371e-07 | #VALUE! | #VALUE! | #VALUE! | #VALUE! | #VALUE! | #VALUE! | -0.005377 | #VALUE! | #VALUE! | #VALUE! | #VALUE! | #VALUE! | #VALUE! | -0.012302 | #VALUE! | #VALUE! | #VALUE! | #VALUE! | #VALUE! | #VALUE! | 1.3144e-07 | #VALUE! | #VALUE! | #VALUE! | #VALUE! | #VALUE! | #VALUE! | -0.0017439 | #VALUE! | #VALUE! | #VALUE! | #VALUE! | #VALUE! | #VALUE! | -0.0039122 | #VALUE! | #VALUE! | #VALUE! | #VALUE! | #VALUE! | #VALUE! | -9.758e-08 | #VALUE! | #VALUE! | #VALUE! | #VALUE! | #VALUE! | #VALUE! | -0.0061941 | #VALUE! | #VALUE! | #VALUE! | #VALUE! | #VALUE! | #VALUE! | -0.012038 | #VALUE! | #VALUE! | #VALUE! | #VALUE! | #VALUE! | #VALUE! | -6.8367e-07 | #VALUE! | #VALUE! | #VALUE! | #VALUE! | #VALUE! | #VALUE! | -0.0012561 | #VALUE! | #VALUE! | #VALUE! | #VALUE! | #VALUE! | #VALUE! | -0.0036406 | #VALUE! | #VALUE! | #VALUE! | #VALUE! | #VALUE! | #VALUE! | -7.4542e-08 | #VALUE! | #VALUE! | #VALUE! | #VALUE! | #VALUE! | #VALUE! | -0.0060676 | #VALUE! | #VALUE! | #VALUE! | #VALUE! | #VALUE! | #VALUE! | -0.013176 | #VALUE! | #VALUE! | #VALUE! | #VALUE! | #VALUE! | #VALUE! | 2.1693e-07 | #VALUE! | #VALUE! | #VALUE! | #VALUE! | #VALUE! | #VALUE! | -0.00058431 | #VALUE! | #VALUE! | #VALUE! | #VALUE! | #VALUE! | #VALUE! | -0.0020911 | #VALUE! | #VALUE! | #VALUE! | #VALUE! | #VALUE! | #VALUE! | -1.1574e-07 | #VALUE! | #VALUE! | #VALUE! | #VALUE! | #VALUE! | #VALUE! | -0.010127 | #VALUE! | #VALUE! | #VALUE! | #VALUE! | #VALUE! | #VALUE! | -0.01794 | #VALUE! | #VALUE! | #VALUE! | #VALUE! | #VALUE! | #VALUE! | 1.2793e-07 | #VALUE! | #VALUE! | #VALUE! | #VALUE! | #VALUE! | #VALUE! | 5.3879e-05 | #VALUE! | #VALUE! | #VALUE! | #VALUE! | #VALUE! | #VALUE! | -0.0032116 | #VALUE! | #VALUE! | #VALUE! | #VALUE! | #VALUE! | #VALUE! | -1.4274e-07 | #VALUE! | #VALUE! | #VALUE! | #VALUE! | #VALUE! | #VALUE! | -0.018875 | #VALUE! | #VALUE! | #VALUE! | #VALUE! | #VALUE! | #VALUE! | -0.024045 | #VALUE! | #VALUE! | #VALUE! | #VALUE! | #VALUE! | #VALUE! | 9.357e-08 | #VALUE! | #VALUE! | #VALUE! | #VALUE! | #VALUE! | #VALUE! | 0.00013411 | #VALUE! | #VALUE! | #VALUE! | #VALUE! | #VALUE! | #VALUE! | -0.0044812 | #VALUE! | #VALUE! | #VALUE! | #VALUE! | #VALUE! | #VALUE! | -1.5742e-07 | #VALUE! | #VALUE! | #VALUE! | #VALUE! | #VALUE! | #VALUE! | 0.0052187 | #VALUE! | #VALUE! | #VALUE! | #VALUE! | #VALUE! | #VALUE! | -0.011622 | #VALUE! | #VALUE! | #VALUE! | #VALUE! | #VALUE! | #VALUE! | -4.4155e-08 | #VALUE! | #VALUE! | #VALUE! | #VALUE! | #VALUE! | #VALUE! | 0.0022137 | #VALUE! | #VALUE! | #VALUE! | #VALUE! | #VALUE! | #VALUE! | -0.023275 | #VALUE! | #VALUE! | #VALUE! | #VALUE! | #VALUE! | #VALUE! | -3.9466e-07 | #VALUE! | #VALUE! | #VALUE! | #VALUE! | #VALUE! | #VALUE! | 0.0032225 | #VALUE! | #VALUE! | #VALUE! | #VALUE! | #VALUE! | #VALUE! | -0.013649 | #VALUE! | #VALUE! | #VALUE! | #VALUE! | #VALUE! | #VALUE! | -7.2213e-07 | #VALUE! | #VALUE! | #VALUE! | #VALUE! | #VALUE! | #VALUE! | 0.0010463 | #VALUE! | #VALUE! | #VALUE! | #VALUE! | #VALUE! | #VALUE! | -0.026811 | #VALUE! | #VALUE! | #VALUE! | #VALUE! | #VALUE! | #VALUE! | -5.5869e-07 | #VALUE! | #VALUE! | #VALUE! | #VALUE! | #VALUE! | #VALUE! | 0.0034963 | #VALUE! | #VALUE! | #VALUE! | #VALUE! | #VALUE! | #VALUE! | -0.013007 | #VALUE! | #VALUE! | #VALUE! | #VALUE! | #VALUE! | #VALUE! | -1.6437e-07 | #VALUE! | #VALUE! | #VALUE! | #VALUE! | #VALUE! | #VALUE! | 0.0014199 | #VALUE! | #VALUE! | #VALUE! | #VALUE! | #VALUE! | #VALUE! | -0.024865 | #VALUE! | #VALUE! | #VALUE! | #VALUE! | #VALUE! | #VALUE! | 6.3424e-07 | #VALUE! | #VALUE! | #VALUE! | #VALUE! | #VALUE! | #VALUE! | 0.0032397 | #VALUE! | #VALUE! | #VALUE! | #VALUE! | #VALUE! | #VALUE! | -0.01194 | #VALUE! | #VALUE! | #VALUE! | #VALUE! | #VALUE! | #VALUE! | -3.6495e-07 | #VALUE! | #VALUE! | #VALUE! | #VALUE! | #VALUE! | #VALUE! | 0.0011101 | #VALUE! | #VALUE! | #VALUE! | #VALUE! | #VALUE! | #VALUE! | -0.023774 | #VALUE! | #VALUE! | #VALUE! | #VALUE! | #VALUE! | #VALUE! | -4.998e-07 | #VALUE! | #VALUE! | #VALUE! | #VALUE! | #VALUE! | #VALUE! | 0.0025006 | #VALUE! | #VALUE! | #VALUE! | #VALUE! | #VALUE! | #VALUE! | -0.017897 | #VALUE! | #VALUE! | #VALUE! | #VALUE! | #VALUE! | #VALUE! | -8.216e-07 | #VALUE! | #VALUE! | #VALUE! | #VALUE! | #VALUE! | #VALUE! | 0.00077199 | #VALUE! | #VALUE! | #VALUE! | #VALUE! | #VALUE! | #VALUE! | -0.030833 | #VALUE! | #VALUE! | #VALUE! | #VALUE! | #VALUE! | #VALUE! | -7.5113e-07 | #VALUE! | #VALUE! | #VALUE! | #VALUE! | #VALUE! | #VALUE! | 0.0014061 | #VALUE! | #VALUE! | #VALUE! | #VALUE! | #VALUE! | #VALUE! | -0.023766 | #VALUE! | #VALUE! | #VALUE! | #VALUE! | #VALUE! | #VALUE! | -5.0623e-07 | #VALUE! | #VALUE! | #VALUE! | #VALUE! | #VALUE! | #VALUE! | -0.000213 | #VALUE! | #VALUE! | #VALUE! | #VALUE! | #VALUE! | #VALUE! | -0.053584 | #VALUE! | #VALUE! | #VALUE! | #VALUE! | #VALUE! | #VALUE! | -5.8607e-07 | #VALUE! | #VALUE! | #VALUE! | #VALUE! | #VALUE! | #VALUE! | -0.038748 | #VALUE! | #VALUE! | #VALUE! | #VALUE! | #VALUE! | #VALUE! | -0.010904 | #VALUE! | #VALUE! | #VALUE! | #VALUE! | #VALUE! | #VALUE! | -0.00096303 | #VALUE! | #VALUE! | #VALUE! | #VALUE! | #VALUE! | #VALUE! | -0.0093302 | #VALUE! | #VALUE! | #VALUE! | #VALUE! | #VALUE! | #VALUE! | -0.0050879 | #VALUE! | #VALUE! | #VALUE! | #VALUE! | #VALUE! | #VALUE! | -0.00039908 | #VALUE! | #VALUE! | #VALUE! | #VALUE! | #VALUE! | #VALUE! | 0.0011502 | #VALUE! | #VALUE! | #VALUE! | #VALUE! | #VALUE! | #VALUE! | -0.012247 | #VALUE! | #VALUE! | #VALUE! | #VALUE! | #VALUE! | #VALUE! | -0.00090863 | #VALUE! | #VALUE! | #VALUE! | #VALUE! | #VALUE! | #VALUE! | 0.0015049 | #VALUE! | #VALUE! | #VALUE! | #VALUE! | #VALUE! | #VALUE! | -0.0047355 | #VALUE! | #VALUE! | #VALUE! | #VALUE! | #VALUE! | #VALUE! | -2.678e-05 | #VALUE! | #VALUE! | #VALUE! | #VALUE! | #VALUE! | #VALUE! | -0.07537 | #VALUE! | #VALUE! | #VALUE! | #VALUE! | #VALUE! | #VALUE! | -0.013423 | #VALUE! | #VALUE! | #VALUE! | #VALUE! | #VALUE! | #VALUE! | -0.00073831 | #VALUE! | #VALUE! | #VALUE! | #VALUE! | #VALUE! | #VALUE! | 0.00050415 | #VALUE! | #VALUE! | #VALUE! | #VALUE! | #VALUE! | #VALUE! | -0.003759 | #VALUE! | #VALUE! | #VALUE! | #VALUE! | #VALUE! | #VALUE! | -2.0924e-05 | #VALUE! | #VALUE! | #VALUE! | #VALUE! | #VALUE! | #VALUE! | 0.00076241 | #VALUE! | #VALUE! | #VALUE! | #VALUE! | #VALUE! | #VALUE! | -0.011063 | #VALUE! | #VALUE! | #VALUE! | #VALUE! | #VALUE! | #VALUE! | -0.0012998 | #VALUE! | #VALUE! | #VALUE! | #VALUE! | #VALUE! | #VALUE! | 0.0010179 | #VALUE! | #VALUE! | #VALUE! | #VALUE! | #VALUE! | #VALUE! | -0.0018863 | #VALUE! | #VALUE! | #VALUE! | #VALUE! | #VALUE! | #VALUE! | -2.5929e-05 | #VALUE! | #VALUE! | #VALUE! | #VALUE! | #VALUE! | #VALUE! | 0.001559 | #VALUE! | #VALUE! | #VALUE! | #VALUE! | #VALUE! | #VALUE! | -0.01526 | #VALUE! | #VALUE! | #VALUE! | #VALUE! | #VALUE! | #VALUE! | -0.0013414 | #VALUE! | #VALUE! | #VALUE! | #VALUE! | #VALUE! | #VALUE! | -0.0021286 | #VALUE! | #VALUE! | #VALUE! | #VALUE! | #VALUE! | #VALUE! | -0.0032849 | #VALUE! | #VALUE! | #VALUE! | #VALUE! | #VALUE! | #VALUE! | -2.2884e-05 | #VALUE! | #VALUE! | #VALUE! | #VALUE! | #VALUE! | #VALUE! | 0.00086489 | #VALUE! | #VALUE! | #VALUE! | #VALUE! | #VALUE! | #VALUE! | -0.014485 | #VALUE! | #VALUE! | #VALUE! | #VALUE! | #VALUE! | #VALUE! | -0.0014493 | #VALUE! | #VALUE! | #VALUE! | #VALUE! | #VALUE! | #VALUE! | -0.0066996 | #VALUE! | #VALUE! | #VALUE! | #VALUE! | #VALUE! | #VALUE! | -0.0027409 | #VALUE! | #VALUE! | #VALUE! | #VALUE! | #VALUE! | #VALUE! | -1.5279e-05 | #VALUE! | #VALUE! | #VALUE! | #VALUE! | #VALUE! | #VALUE! | -0.026291 | #VALUE! | #VALUE! | #VALUE! | #VALUE! | #VALUE! | #VALUE! | -0.011332 | #VALUE! | #VALUE! | #VALUE! | #VALUE! | #VALUE! | #VALUE! | -0.00082557 | #VALUE! | #VALUE! | #VALUE! | #VALUE! | #VALUE! | #VALUE! | 0.00741 | #VALUE! | #VALUE! | #VALUE! | #VALUE! | #VALUE! | #VALUE! | -0.012223 | #VALUE! | #VALUE! | #VALUE! | #VALUE! | #VALUE! | #VALUE! | 0.00017044 | #VALUE! | #VALUE! | #VALUE! | #VALUE! | #VALUE! | #VALUE! | -0.041277 | #VALUE! | #VALUE! | #VALUE! | #VALUE! | #VALUE! | #VALUE! | -0.018222 | #VALUE! | #VALUE! | #VALUE! | #VALUE! | #VALUE! | #VALUE! | -0.00055098 | #VALUE! | #VALUE! | #VALUE! | #VALUE! | #VALUE! | #VALUE! | -0.00023501 | #VALUE! | #VALUE! | #VALUE! | #VALUE! | #VALUE! | #VALUE! | -0.0095563 | #VALUE! | #VALUE! | #VALUE! | #VALUE! | #VALUE! | #VALUE! | 1.1409e-05 | #VALUE! | #VALUE! | #VALUE! | #VALUE! | #VALUE! | #VALUE! | -0.044768 | #VALUE! | #VALUE! | #VALUE! | #VALUE! | #VALUE! | #VALUE! | -0.014171 | #VALUE! | #VALUE! | #VALUE! | #VALUE! | #VALUE! | #VALUE! | -0.00047975 | #VALUE! | #VALUE! | #VALUE! | #VALUE! | #VALUE! | #VALUE! | 0.011121 | #VALUE! | #VALUE! | #VALUE! | #VALUE! | #VALUE! | #VALUE! | -0.0084661 | #VALUE! | #VALUE! | #VALUE! | #VALUE! | #VALUE! | #VALUE! | 6.0576e-05 | #VALUE! | #VALUE! | #VALUE! | #VALUE! | #VALUE! | #VALUE! | 0.0002287 | #VALUE! | #VALUE! | #VALUE! | #VALUE! | #VALUE! | #VALUE! | -0.0093837 | #VALUE! | #VALUE! | #VALUE! | #VALUE! | #VALUE! | #VALUE! | -0.00078162 | #VALUE! | #VALUE! | #VALUE! | #VALUE! | #VALUE! | #VALUE! | 3.1986e-05 | #VALUE! | #VALUE! | #VALUE! | #VALUE! | #VALUE! | #VALUE! | -0.0078564 | #VALUE! | #VALUE! | #VALUE! | #VALUE! | #VALUE! | #VALUE! | 4.7699e-05 | #VALUE! | #VALUE! | #VALUE! | #VALUE! | #VALUE! | #VALUE! | 0.0013103 | #VALUE! | #VALUE! | #VALUE! | #VALUE! | #VALUE! | #VALUE! | -0.012665 | #VALUE! | #VALUE! | #VALUE! | #VALUE! | #VALUE! | #VALUE! | -0.00081371 | #VALUE! | #VALUE! | #VALUE! | #VALUE! | #VALUE! | #VALUE! | 4.3669e-05 | #VALUE! | #VALUE! | #VALUE! | #VALUE! | #VALUE! | #VALUE! | -0.012114 | #VALUE! | #VALUE! | #VALUE! | #VALUE! | #VALUE! | #VALUE! | 6.0154e-05 | #VALUE! | #VALUE! | #VALUE! | #VALUE! | #VALUE! | #VALUE! | 0.0004936 | #VALUE! | #VALUE! | #VALUE! | #VALUE! | #VALUE! | #VALUE! | -0.012425 | #VALUE! | #VALUE! | #VALUE! | #VALUE! | #VALUE! | #VALUE! | -0.00087654 | #VALUE! | #VALUE! | #VALUE! | #VALUE! | #VALUE! | #VALUE! | -1.6369e-05 | #VALUE! | #VALUE! | #VALUE! | #VALUE! | #VALUE! | #VALUE! | -0.0090409 | #VALUE! | #VALUE! | #VALUE! | #VALUE! | #VALUE! | #VALUE! | 6.7393e-05 | #VALUE! | #VALUE! | #VALUE! | #VALUE! | #VALUE! | #VALUE! | -0.0041472 | #VALUE! | #VALUE! | #VALUE! | #VALUE! | #VALUE! | #VALUE! | -0.0096018 | #VALUE! | #VALUE! | #VALUE! | #VALUE! | #VALUE! | #VALUE! | 4.7621e-07 | #VALUE! | #VALUE! | #VALUE! | #VALUE! | #VALUE! | #VALUE! | -0.001945 | #VALUE! | #VALUE! | #VALUE! | #VALUE! | #VALUE! | #VALUE! | -0.0047925 | #VALUE! | #VALUE! | #VALUE! | #VALUE! | #VALUE! | #VALUE! | 9.2819e-07 | #VALUE! | #VALUE! | #VALUE! | #VALUE! | #VALUE! | #VALUE! | -0.0056179 | #VALUE! | #VALUE! | #VALUE! | #VALUE! | #VALUE! | #VALUE! | -0.010748 | #VALUE! | #VALUE! | #VALUE! | #VALUE! | #VALUE! | #VALUE! | -2.595e-07 | #VALUE! | #VALUE! | #VALUE! | #VALUE! | #VALUE! | #VALUE! | -0.0018229 | #VALUE! | #VALUE! | #VALUE! | #VALUE! | #VALUE! | #VALUE! | -0.0046323 | #VALUE! | #VALUE! | #VALUE! | #VALUE! | #VALUE! | #VALUE! | 1.111e-06 | #VALUE! | #VALUE! | #VALUE! | #VALUE! | #VALUE! | #VALUE! | -0.0062685 | #VALUE! | #VALUE! | #VALUE! | #VALUE! | #VALUE! | #VALUE! | -0.013786 | #VALUE! | #VALUE! | #VALUE! | #VALUE! | #VALUE! | #VALUE! | 3.669e-07 | #VALUE! | #VALUE! | #VALUE! | #VALUE! | #VALUE! | #VALUE! | -0.001361 | #VALUE! | #VALUE! | #VALUE! | #VALUE! | #VALUE! | #VALUE! | -0.0041341 | #VALUE! | #VALUE! | #VALUE! | #VALUE! | #VALUE! | #VALUE! | -1.1572e-07 | #VALUE! | #VALUE! | #VALUE! | #VALUE! | #VALUE! | #VALUE! | -0.0060855 | #VALUE! | #VALUE! | #VALUE! | #VALUE! | #VALUE! | #VALUE! | -0.013002 | #VALUE! | #VALUE! | #VALUE! | #VALUE! | #VALUE! | #VALUE! | 1.259e-06 | #VALUE! | #VALUE! | #VALUE! | #VALUE! | #VALUE! | #VALUE! | -0.00064024 | #VALUE! | #VALUE! | #VALUE! | #VALUE! | #VALUE! | #VALUE! | -0.0021158 | #VALUE! | #VALUE! | #VALUE! | #VALUE! | #VALUE! | #VALUE! | -1.1336e-07 | #VALUE! | #VALUE! | #VALUE! | #VALUE! | #VALUE! | #VALUE! | -0.010578 | #VALUE! | #VALUE! | #VALUE! | #VALUE! | #VALUE! | #VALUE! | -0.017895 | #VALUE! | #VALUE! | #VALUE! | #VALUE! | #VALUE! | #VALUE! | -3.1821e-07 | #VALUE! | #VALUE! | #VALUE! | #VALUE! | #VALUE! | #VALUE! | 5.3235e-05 | #VALUE! | #VALUE! | #VALUE! | #VALUE! | #VALUE! | #VALUE! | -0.003499 | #VALUE! | #VALUE! | #VALUE! | #VALUE! | #VALUE! | #VALUE! | -6.6502e-07 | #VALUE! | #VALUE! | #VALUE! | #VALUE! | #VALUE! | #VALUE! | -0.019084 | #VALUE! | #VALUE! | #VALUE! | #VALUE! | #VALUE! | #VALUE! | -0.024053 | #VALUE! | #VALUE! | #VALUE! | #VALUE! | #VALUE! | #VALUE! | -2.0762e-07 | #VALUE! | #VALUE! | #VALUE! | #VALUE! | #VALUE! | #VALUE! | 7.8833e-05 | #VALUE! | #VALUE! | #VALUE! | #VALUE! | #VALUE! | #VALUE! | -0.0046653 | #VALUE! | #VALUE! | #VALUE! | #VALUE! | #VALUE! | #VALUE! | -5.2099e-07 | #VALUE! | #VALUE! | #VALUE! | #VALUE! | #VALUE! | #VALUE! | 0.0029214 | #VALUE! | #VALUE! | #VALUE! | #VALUE! | #VALUE! | #VALUE! | -0.011593 | #VALUE! | #VALUE! | #VALUE! | #VALUE! | #VALUE! | #VALUE! | 3.3386e-07 | #VALUE! | #VALUE! | #VALUE! | #VALUE! | #VALUE! | #VALUE! | 0.00083088 | #VALUE! | #VALUE! | #VALUE! | #VALUE! | #VALUE! | #VALUE! | -0.011868 | #VALUE! | #VALUE! | #VALUE! | #VALUE! | #VALUE! | #VALUE! | 8.0476e-07 | #VALUE! | #VALUE! | #VALUE! | #VALUE! | #VALUE! | #VALUE! | 0.0012975 | #VALUE! | #VALUE! | #VALUE! | #VALUE! | #VALUE! | #VALUE! | -0.011843 | #VALUE! | #VALUE! | #VALUE! | #VALUE! | #VALUE! | #VALUE! | 7.1676e-07 | #VALUE! | #VALUE! | #VALUE! | #VALUE! | #VALUE! | #VALUE! | 0.0027219 | #VALUE! | #VALUE! | #VALUE! | #VALUE! | #VALUE! | #VALUE! | -0.012822 | #VALUE! | #VALUE! | #VALUE! | #VALUE! | #VALUE! | #VALUE! | 6.7755e-07 | #VALUE! | #VALUE! | #VALUE! | #VALUE! | #VALUE! | #VALUE! | 0.002488 | #VALUE! | #VALUE! | #VALUE! | #VALUE! | #VALUE! | #VALUE! | -0.014976 | #VALUE! | #VALUE! | #VALUE! | #VALUE! | #VALUE! | #VALUE! | 4.7803e-07 | #VALUE! | #VALUE! | #VALUE! | #VALUE! | #VALUE! | #VALUE! | 0.0022074 | #VALUE! | #VALUE! | #VALUE! | #VALUE! | #VALUE! | #VALUE! | 0.0016566 | #VALUE! | #VALUE! | #VALUE! | #VALUE! | #VALUE! | #VALUE! | 7.1998e-07 | #VALUE! | #VALUE! | #VALUE! | #VALUE! | #VALUE! | #VALUE! | 0.0026711 | #VALUE! | #VALUE! | #VALUE! | #VALUE! | #VALUE! | #VALUE! | -0.013971 | #VALUE! | #VALUE! | #VALUE! | #VALUE! | #VALUE! | #VALUE! | 8.6576e-07 | #VALUE! | #VALUE! | #VALUE! | #VALUE! | #VALUE! | #VALUE! | 0.0028029 | #VALUE! | #VALUE! | #VALUE! | #VALUE! | #VALUE! | #VALUE! | 0.0016236 | #VALUE! | #VALUE! | #VALUE! | #VALUE! | #VALUE! | #VALUE! | 1.1305e-06 | #VALUE! | #VALUE! | #VALUE! | #VALUE! | #VALUE! | #VALUE! | 0.0016078 | #VALUE! | #VALUE! | #VALUE! | #VALUE! | #VALUE! | #VALUE! | -0.050627 | #VALUE! | #VALUE! | #VALUE! | #VALUE! | #VALUE! | #VALUE! | 5.427e-07 | #VALUE! | #VALUE! | #VALUE! | #VALUE! | #VALUE! | #VALUE! | 0.0027161 | #VALUE! | #VALUE! | #VALUE! | #VALUE! | #VALUE! | #VALUE! | -0.012416 | #VALUE! | #VALUE! | #VALUE! | #VALUE! | #VALUE! | #VALUE! | 1.0552e-06 | #VALUE! | #VALUE! | #VALUE! | #VALUE! | #VALUE! | #VALUE! | 0.0010762 | #VALUE! | #VALUE! | #VALUE! | #VALUE! | #VALUE! | #VALUE! | -0.023072 | #VALUE! | #VALUE! | #VALUE! | #VALUE! | #VALUE! | #VALUE! | 4.5522e-07 | #VALUE! | #VALUE! | #VALUE! | #VALUE! | #VALUE! | #VALUE! | 0.0021215 | #VALUE! | #VALUE! | #VALUE! | #VALUE! | #VALUE! | #VALUE! | -0.013346 | #VALUE! | #VALUE! | #VALUE! | #VALUE! | #VALUE! | #VALUE! | 7.6841e-07 | #VALUE! | #VALUE! | #VALUE! | #VALUE! | #VALUE! | #VALUE!
|  |  | 0 | 0 | 0 | 0.0088347 | #VALUE! | #VALUE! | #VALUE! | #VALUE! | #VALUE! | #VALUE! | -0.0021754 | #VALUE! | #VALUE! | #VALUE! | #VALUE! | #VALUE! | #VALUE! | 7.7542e-05 | #VALUE! | #VALUE! | #VALUE! | #VALUE! | #VALUE! | #VALUE! | -0.00017344 | #VALUE! | #VALUE! | #VALUE! | #VALUE! | #VALUE! | #VALUE! | -0.0028697 | #VALUE! | #VALUE! | #VALUE! | #VALUE! | #VALUE! | #VALUE! | 2.9114e-05 | #VALUE! | #VALUE! | #VALUE! | #VALUE! | #VALUE! | #VALUE! | -2.7957e-05 | #VALUE! | #VALUE! | #VALUE! | #VALUE! | #VALUE! | #VALUE! | -0.0024634 | #VALUE! | #VALUE! | #VALUE! | #VALUE! | #VALUE! | #VALUE! | 1.5505e-05 | #VALUE! | #VALUE! | #VALUE! | #VALUE! | #VALUE! | #VALUE! | -0.00041059 | #VALUE! | #VALUE! | #VALUE! | #VALUE! | #VALUE! | #VALUE! | -0.0031814 | #VALUE! | #VALUE! | #VALUE! | #VALUE! | #VALUE! | #VALUE! | 3.3355e-05 | #VALUE! | #VALUE! | #VALUE! | #VALUE! | #VALUE! | #VALUE! | -0.00010676 | #VALUE! | #VALUE! | #VALUE! | #VALUE! | #VALUE! | #VALUE! | -0.0019945 | #VALUE! | #VALUE! | #VALUE! | #VALUE! | #VALUE! | #VALUE! | 4.8788e-05 | #VALUE! | #VALUE! | #VALUE! | #VALUE! | #VALUE! | #VALUE! | -0.00042686 | #VALUE! | #VALUE! | #VALUE! | #VALUE! | #VALUE! | #VALUE! | -0.0033574 | #VALUE! | #VALUE! | #VALUE! | #VALUE! | #VALUE! | #VALUE! | 4.63e-06 | #VALUE! | #VALUE! | #VALUE! | #VALUE! | #VALUE! | #VALUE! | -2.5732e-05 | #VALUE! | #VALUE! | #VALUE! | #VALUE! | #VALUE! | #VALUE! | -0.0013015 | #VALUE! | #VALUE! | #VALUE! | #VALUE! | #VALUE! | #VALUE! | -1.263e-05 | #VALUE! | #VALUE! | #VALUE! | #VALUE! | #VALUE! | #VALUE! | -0.00038763 | #VALUE! | #VALUE! | #VALUE! | #VALUE! | #VALUE! | #VALUE! | -0.0021538 | #VALUE! | #VALUE! | #VALUE! | #VALUE! | #VALUE! | #VALUE! | 4.8504e-05 | #VALUE! | #VALUE! | #VALUE! | #VALUE! | #VALUE! | #VALUE! | -1.7251e-05 | #VALUE! | #VALUE! | #VALUE! | #VALUE! | #VALUE! | #VALUE! | -0.0020482 | #VALUE! | #VALUE! | #VALUE! | #VALUE! | #VALUE! | #VALUE! | -0.00067332 | #VALUE! | #VALUE! | #VALUE! | #VALUE! | #VALUE! | #VALUE! | -0.00028061 | #VALUE! | #VALUE! | #VALUE! | #VALUE! | #VALUE! | #VALUE! | -0.0024348 | #VALUE! | #VALUE! | #VALUE! | #VALUE! | #VALUE! | #VALUE! | -1.7897e-06 | #VALUE! | #VALUE! | #VALUE! | #VALUE! | #VALUE! | #VALUE! | -6.1797e-05 | #VALUE! | #VALUE! | #VALUE! | #VALUE! | #VALUE! | #VALUE! | -0.0017051 | #VALUE! | #VALUE! | #VALUE! | #VALUE! | #VALUE! | #VALUE! | -6.4957e-06 | #VALUE! | #VALUE! | #VALUE! | #VALUE! | #VALUE! | #VALUE! | 0.0013193 | #VALUE! | #VALUE! | #VALUE! | #VALUE! | #VALUE! | #VALUE! | -0.0021597 | #VALUE! | #VALUE! | #VALUE! | #VALUE! | #VALUE! | #VALUE! | -9.5318e-05 | #VALUE! | #VALUE! | #VALUE! | #VALUE! | #VALUE! | #VALUE! | 0.0087933 | #VALUE! | #VALUE! | #VALUE! | #VALUE! | #VALUE! | #VALUE! | -0.016551 | #VALUE! | #VALUE! | #VALUE! | #VALUE! | #VALUE! | #VALUE! | 1.0564e-05 | #VALUE! | #VALUE! | #VALUE! | #VALUE! | #VALUE! | #VALUE! | 0.0084421 | #VALUE! | #VALUE! | #VALUE! | #VALUE! | #VALUE! | #VALUE! | -0.024648 | #VALUE! | #VALUE! | #VALUE! | #VALUE! | #VALUE! | #VALUE! | 4.3455e-05 | #VALUE! | #VALUE! | #VALUE! | #VALUE! | #VALUE! | #VALUE! | -1.6368e-05 | #VALUE! | #VALUE! | #VALUE! | #VALUE! | #VALUE! | #VALUE! | -0.020164 | #VALUE! | #VALUE! | #VALUE! | #VALUE! | #VALUE! | #VALUE! | -0.00073845 | #VALUE! | #VALUE! | #VALUE! | #VALUE! | #VALUE! | #VALUE! | -0.00044444 | #VALUE! | #VALUE! | #VALUE! | #VALUE! | #VALUE! | #VALUE! | -0.029495 | #VALUE! | #VALUE! | #VALUE! | #VALUE! | #VALUE! | #VALUE! | -5.2835e-05 | #VALUE! | #VALUE! | #VALUE! | #VALUE! | #VALUE! | #VALUE! | 0.014074 | #VALUE! | #VALUE! | #VALUE! | #VALUE! | #VALUE! | #VALUE! | -0.016077 | #VALUE! | #VALUE! | #VALUE! | #VALUE! | #VALUE! | #VALUE! | 3.7609e-05 | #VALUE! | #VALUE! | #VALUE! | #VALUE! | #VALUE! | #VALUE! | -0.00023432 | #VALUE! | #VALUE! | #VALUE! | #VALUE! | #VALUE! | #VALUE! | -0.024844 | #VALUE! | #VALUE! | #VALUE! | #VALUE! | #VALUE! | #VALUE! | 3.894e-05 | #VALUE! | #VALUE! | #VALUE! | #VALUE! | #VALUE! | #VALUE! | -3.8914e-05 | #VALUE! | #VALUE! | #VALUE! | #VALUE! | #VALUE! | #VALUE! | -0.013191 | #VALUE! | #VALUE! | #VALUE! | #VALUE! | #VALUE! | #VALUE! | 1.9199e-05 | #VALUE! | #VALUE! | #VALUE! | #VALUE! | #VALUE! | #VALUE! | -0.00063503 | #VALUE! | #VALUE! | #VALUE! | #VALUE! | #VALUE! | #VALUE! | -0.019109 | #VALUE! | #VALUE! | #VALUE! | #VALUE! | #VALUE! | #VALUE! | -3.2072e-05 | #VALUE! | #VALUE! | #VALUE! | #VALUE! | #VALUE! | #VALUE! | -3.0435e-05 | #VALUE! | #VALUE! | #VALUE! | #VALUE! | #VALUE! | #VALUE! | -0.017288 | #VALUE! | #VALUE! | #VALUE! | #VALUE! | #VALUE! | #VALUE! | 2.6925e-05 | #VALUE! | #VALUE! | #VALUE! | #VALUE! | #VALUE! | #VALUE! | -0.00030043 | #VALUE! | #VALUE! | #VALUE! | #VALUE! | #VALUE! | #VALUE! | -0.024656 | #VALUE! | #VALUE! | #VALUE! | #VALUE! | #VALUE! | #VALUE! | 2.9427e-05 | #VALUE! | #VALUE! | #VALUE! | #VALUE! | #VALUE! | #VALUE! | -7.897e-05 | #VALUE! | #VALUE! | #VALUE! | #VALUE! | #VALUE! | #VALUE! | -0.017161 | #VALUE! | #VALUE! | #VALUE! | #VALUE! | #VALUE! | #VALUE! | 2.668e-05 | #VALUE! | #VALUE! | #VALUE! | #VALUE! | #VALUE! | #VALUE! | 0.00037037 | #VALUE! | #VALUE! | #VALUE! | #VALUE! | #VALUE! | #VALUE! | -0.023858 | #VALUE! | #VALUE! | #VALUE! | #VALUE! | #VALUE! | #VALUE! | -0.0012231 | #VALUE! | #VALUE! | #VALUE! | #VALUE! | #VALUE! | #VALUE! | -0.00042408 | #VALUE! | #VALUE! | #VALUE! | #VALUE! | #VALUE! | #VALUE! | -0.0033245 | #VALUE! | #VALUE! | #VALUE! | #VALUE! | #VALUE! | #VALUE! | 3.9984e-07 | #VALUE! | #VALUE! | #VALUE! | #VALUE! | #VALUE! | #VALUE! | -0.00058923 | #VALUE! | #VALUE! | #VALUE! | #VALUE! | #VALUE! | #VALUE! | -0.0036891 | #VALUE! | #VALUE! | #VALUE! | #VALUE! | #VALUE! | #VALUE! | 1.0918e-07 | #VALUE! | #VALUE! | #VALUE! | #VALUE! | #VALUE! | #VALUE! | -0.00067847 | #VALUE! | #VALUE! | #VALUE! | #VALUE! | #VALUE! | #VALUE! | -0.0031492 | #VALUE! | #VALUE! | #VALUE! | #VALUE! | #VALUE! | #VALUE! | -6.0823e-07 | #VALUE! | #VALUE! | #VALUE! | #VALUE! | #VALUE! | #VALUE! | -0.00070468 | #VALUE! | #VALUE! | #VALUE! | #VALUE! | #VALUE! | #VALUE! | -0.0034415 | #VALUE! | #VALUE! | #VALUE! | #VALUE! | #VALUE! | #VALUE! | 5.4014e-08 | #VALUE! | #VALUE! | #VALUE! | #VALUE! | #VALUE! | #VALUE! | -0.0010424 | #VALUE! | #VALUE! | #VALUE! | #VALUE! | #VALUE! | #VALUE! | -0.004183 | #VALUE! | #VALUE! | #VALUE! | #VALUE! | #VALUE! | #VALUE! | 6.5398e-08 | #VALUE! | #VALUE! | #VALUE! | #VALUE! | #VALUE! | #VALUE! | -0.00086204 | #VALUE! | #VALUE! | #VALUE! | #VALUE! | #VALUE! | #VALUE! | -0.0040049 | #VALUE! | #VALUE! | #VALUE! | #VALUE! | #VALUE! | #VALUE! | 6.1668e-08 | #VALUE! | #VALUE! | #VALUE! | #VALUE! | #VALUE! | #VALUE! | -0.00062622 | #VALUE! | #VALUE! | #VALUE! | #VALUE! | #VALUE! | #VALUE! | -0.0030659 | #VALUE! | #VALUE! | #VALUE! | #VALUE! | #VALUE! | #VALUE! | -6.0107e-07 | #VALUE! | #VALUE! | #VALUE! | #VALUE! | #VALUE! | #VALUE! | -0.00058058 | #VALUE! | #VALUE! | #VALUE! | #VALUE! | #VALUE! | #VALUE! | -0.0029342 | #VALUE! | #VALUE! | #VALUE! | #VALUE! | #VALUE! | #VALUE! | 1.1433e-07 | #VALUE! | #VALUE! | #VALUE! | #VALUE! | #VALUE! | #VALUE! | -0.00074981 | #VALUE! | #VALUE! | #VALUE! | #VALUE! | #VALUE! | #VALUE! | -0.0040201 | #VALUE! | #VALUE! | #VALUE! | #VALUE! | #VALUE! | #VALUE! | -7.4184e-07 | #VALUE! | #VALUE! | #VALUE! | #VALUE! | #VALUE! | #VALUE! | 3.7351e-05 | #VALUE! | #VALUE! | #VALUE! | #VALUE! | #VALUE! | #VALUE! | -0.003752 | #VALUE! | #VALUE! | #VALUE! | #VALUE! | #VALUE! | #VALUE! | 6.8288e-08 | #VALUE! | #VALUE! | #VALUE! | #VALUE! | #VALUE! | #VALUE! | -0.0014763 | #VALUE! | #VALUE! | #VALUE! | #VALUE! | #VALUE! | #VALUE! | -0.0060026 | #VALUE! | #VALUE! | #VALUE! | #VALUE! | #VALUE! | #VALUE! | -4.7226e-07 | #VALUE! | #VALUE! | #VALUE! | #VALUE! | #VALUE! | #VALUE! | 0.00011422 | #VALUE! | #VALUE! | #VALUE! | #VALUE! | #VALUE! | #VALUE! | -0.0051144 | #VALUE! | #VALUE! | #VALUE! | #VALUE! | #VALUE! | #VALUE! | 6.5731e-08 | #VALUE! | #VALUE! | #VALUE! | #VALUE! | #VALUE! | #VALUE! | -0.004074 | #VALUE! | #VALUE! | #VALUE! | #VALUE! | #VALUE! | #VALUE! | -0.0039279 | #VALUE! | #VALUE! | #VALUE! | #VALUE! | #VALUE! | #VALUE! | 4.1176e-07 | #VALUE! | #VALUE! | #VALUE! | #VALUE! | #VALUE! | #VALUE! | 0.0015003 | #VALUE! | #VALUE! | #VALUE! | #VALUE! | #VALUE! | #VALUE! | -0.0058719 | #VALUE! | #VALUE! | #VALUE! | #VALUE! | #VALUE! | #VALUE! | 8.6978e-07 | #VALUE! | #VALUE! | #VALUE! | #VALUE! | #VALUE! | #VALUE! | -0.00017171 | #VALUE! | #VALUE! | #VALUE! | #VALUE! | #VALUE! | #VALUE! | 0.0020142 | #VALUE! | #VALUE! | #VALUE! | #VALUE! | #VALUE! | #VALUE! | 5.5221e-07 | #VALUE! | #VALUE! | #VALUE! | #VALUE! | #VALUE! | #VALUE! | 0.0017291 | #VALUE! | #VALUE! | #VALUE! | #VALUE! | #VALUE! | #VALUE! | -0.0053117 | #VALUE! | #VALUE! | #VALUE! | #VALUE! | #VALUE! | #VALUE! | 1.2288e-06 | #VALUE! | #VALUE! | #VALUE! | #VALUE! | #VALUE! | #VALUE! | -6.5678e-05 | #VALUE! | #VALUE! | #VALUE! | #VALUE! | #VALUE! | #VALUE! | -0.0022499 | #VALUE! | #VALUE! | #VALUE! | #VALUE! | #VALUE! | #VALUE! | -1.1822e-07 | #VALUE! | #VALUE! | #VALUE! | #VALUE! | #VALUE! | #VALUE! | 0.0019296 | #VALUE! | #VALUE! | #VALUE! | #VALUE! | #VALUE! | #VALUE! | 0.0012601 | #VALUE! | #VALUE! | #VALUE! | #VALUE! | #VALUE! | #VALUE! | 2.0401e-05 | #VALUE! | #VALUE! | #VALUE! | #VALUE! | #VALUE! | #VALUE! | 0.00044414 | #VALUE! | #VALUE! | #VALUE! | #VALUE! | #VALUE! | #VALUE! | -0.0025386 | #VALUE! | #VALUE! | #VALUE! | #VALUE! | #VALUE! | #VALUE! | 7.5988e-07 | #VALUE! | #VALUE! | #VALUE! | #VALUE! | #VALUE! | #VALUE! | 0.0026495 | #VALUE! | #VALUE! | #VALUE! | #VALUE! | #VALUE! | #VALUE! | 0.0016733 | #VALUE! | #VALUE! | #VALUE! | #VALUE! | #VALUE! | #VALUE! | 1.1728e-06 | #VALUE! | #VALUE! | #VALUE! | #VALUE! | #VALUE! | #VALUE! | -6.8041e-05 | #VALUE! | #VALUE! | #VALUE! | #VALUE! | #VALUE! | #VALUE! | -0.0020659 | #VALUE! | #VALUE! | #VALUE! | #VALUE! | #VALUE! | #VALUE! | 5.8134e-07 | #VALUE! | #VALUE! | #VALUE! | #VALUE! | #VALUE! | #VALUE! | 0.0022933 | #VALUE! | #VALUE! | #VALUE! | #VALUE! | #VALUE! | #VALUE! | -0.005295 | #VALUE! | #VALUE! | #VALUE! | #VALUE! | #VALUE! | #VALUE! | 1.4704e-06 | #VALUE! | #VALUE! | #VALUE! | #VALUE! | #VALUE! | #VALUE! | 0.0006671 | #VALUE! | #VALUE! | #VALUE! | #VALUE! | #VALUE! | #VALUE! | -0.0015718 | #VALUE! | #VALUE! | #VALUE! | #VALUE! | #VALUE! | #VALUE! | 4.6685e-07 | #VALUE! | #VALUE! | #VALUE! | #VALUE! | #VALUE! | #VALUE! | 0.001686 | #VALUE! | #VALUE! | #VALUE! | #VALUE! | #VALUE! | #VALUE! | -0.022288 | #VALUE! | #VALUE! | #VALUE! | #VALUE! | #VALUE! | #VALUE! | 1.3499e-06 | #VALUE! | #VALUE! | #VALUE! | #VALUE! | #VALUE! | #VALUE! | 0.003414 | #VALUE! | #VALUE! | #VALUE! | #VALUE! | #VALUE! | #VALUE! | -0.013597 | #VALUE! | #VALUE! | #VALUE! | #VALUE! | #VALUE! | #VALUE! | -0.00022667 | #VALUE! | #VALUE! | #VALUE! | #VALUE! | #VALUE! | #VALUE! | -0.015115 | #VALUE! | #VALUE! | #VALUE! | #VALUE! | #VALUE! | #VALUE! | -0.02165 | #VALUE! | #VALUE! | #VALUE! | #VALUE! | #VALUE! | #VALUE! | -0.0007945 | #VALUE! | #VALUE! | #VALUE! | #VALUE! | #VALUE! | #VALUE! | 0.00017176 | #VALUE! | #VALUE! | #VALUE! | #VALUE! | #VALUE! | #VALUE! | -0.016716 | #VALUE! | #VALUE! | #VALUE! | #VALUE! | #VALUE! | #VALUE! | -0.0007744 | #VALUE! | #VALUE! | #VALUE! | #VALUE! | #VALUE! | #VALUE! | 0.002986 | #VALUE! | #VALUE! | #VALUE! | #VALUE! | #VALUE! | #VALUE! | -0.024106 | #VALUE! | #VALUE! | #VALUE! | #VALUE! | #VALUE! | #VALUE! | -8.5641e-05 | #VALUE! | #VALUE! | #VALUE! | #VALUE! | #VALUE! | #VALUE! | 0.028417 | #VALUE! | #VALUE! | #VALUE! | #VALUE! | #VALUE! | #VALUE! | -0.012814 | #VALUE! | #VALUE! | #VALUE! | #VALUE! | #VALUE! | #VALUE! | -9.1685e-05 | #VALUE! | #VALUE! | #VALUE! | #VALUE! | #VALUE! | #VALUE! | 0.00047163 | #VALUE! | #VALUE! | #VALUE! | #VALUE! | #VALUE! | #VALUE! | -0.020553 | #VALUE! | #VALUE! | #VALUE! | #VALUE! | #VALUE! | #VALUE! | -6.2773e-05 | #VALUE! | #VALUE! | #VALUE! | #VALUE! | #VALUE! | #VALUE! | 0.00011756 | #VALUE! | #VALUE! | #VALUE! | #VALUE! | #VALUE! | #VALUE! | -0.0097763 | #VALUE! | #VALUE! | #VALUE! | #VALUE! | #VALUE! | #VALUE! | -0.00080741 | #VALUE! | #VALUE! | #VALUE! | #VALUE! | #VALUE! | #VALUE! | 0.0033808 | #VALUE! | #VALUE! | #VALUE! | #VALUE! | #VALUE! | #VALUE! | -0.016047 | #VALUE! | #VALUE! | #VALUE! | #VALUE! | #VALUE! | #VALUE! | -0.00011435 | #VALUE! | #VALUE! | #VALUE! | #VALUE! | #VALUE! | #VALUE! | 0.0005321 | #VALUE! | #VALUE! | #VALUE! | #VALUE! | #VALUE! | #VALUE! | -0.013696 | #VALUE! | #VALUE! | #VALUE! | #VALUE! | #VALUE! | #VALUE! | -0.00070811 | #VALUE! | #VALUE! | #VALUE! | #VALUE! | #VALUE! | #VALUE! | -0.0070391 | #VALUE! | #VALUE! | #VALUE! | #VALUE! | #VALUE! | #VALUE! | -0.021677 | #VALUE! | #VALUE! | #VALUE! | #VALUE! | #VALUE! | #VALUE! | -9.3928e-05 | #VALUE! | #VALUE! | #VALUE! | #VALUE! | #VALUE! | #VALUE! | 0.00036959 | #VALUE! | #VALUE! | #VALUE! | #VALUE! | #VALUE! | #VALUE! | -0.013503 | #VALUE! | #VALUE! | #VALUE! | #VALUE! | #VALUE! | #VALUE! | -0.00064711 | #VALUE! | #VALUE! | #VALUE! | #VALUE! | #VALUE! | #VALUE! | -0.025087 | #VALUE! | #VALUE! | #VALUE! | #VALUE! | #VALUE! | #VALUE! | -0.020643 | #VALUE! | #VALUE! | #VALUE! | #VALUE! | #VALUE! | #VALUE! | -9.176e-05 | #VALUE! | #VALUE! | #VALUE! | #VALUE! | #VALUE! | #VALUE! | 0.01132 | #VALUE! | #VALUE! | #VALUE! | #VALUE! | #VALUE! | #VALUE! | -0.01181 | #VALUE! | #VALUE! | #VALUE! | #VALUE! | #VALUE! | #VALUE! | -6.7855e-05 | #VALUE! | #VALUE! | #VALUE! | #VALUE! | #VALUE! | #VALUE! | -0.0085709 | #VALUE! | #VALUE! | #VALUE! | #VALUE! | #VALUE! | #VALUE! | -0.027859 | #VALUE! | #VALUE! | #VALUE! | #VALUE! | #VALUE! | #VALUE! | -0.00086955 | #VALUE! | #VALUE! | #VALUE! | #VALUE! | #VALUE! | #VALUE! | -0.012511 | #VALUE! | #VALUE! | #VALUE! | #VALUE! | #VALUE! | #VALUE! | 0.0061106 | #VALUE! | #VALUE! | #VALUE! | #VALUE! | #VALUE! | #VALUE! | -0.0008107 | #VALUE! | #VALUE! | #VALUE! | #VALUE! | #VALUE! | #VALUE! | 0.0013149 | #VALUE! | #VALUE! | #VALUE! | #VALUE! | #VALUE! | #VALUE! | -0.02518 | #VALUE! | #VALUE! | #VALUE! | #VALUE! | #VALUE! | #VALUE! | -8.0276e-05 | #VALUE! | #VALUE! | #VALUE! | #VALUE! | #VALUE! | #VALUE! | 0.03033 | #VALUE! | #VALUE! | #VALUE! | #VALUE! | #VALUE! | #VALUE! | 0.0048923 | #VALUE! | #VALUE! | #VALUE! | #VALUE! | #VALUE! | #VALUE! | -0.00018417 | #VALUE! | #VALUE! | #VALUE! | #VALUE! | #VALUE! | #VALUE! | -0.019519 | #VALUE! | #VALUE! | #VALUE! | #VALUE! | #VALUE! | #VALUE! | -0.023297 | #VALUE! | #VALUE! | #VALUE! | #VALUE! | #VALUE! | #VALUE! | -0.00069601 | #VALUE! | #VALUE! | #VALUE! | #VALUE! | #VALUE! | #VALUE! | 0.00010377 | #VALUE! | #VALUE! | #VALUE! | #VALUE! | #VALUE! | #VALUE! | -0.010744 | #VALUE! | #VALUE! | #VALUE! | #VALUE! | #VALUE! | #VALUE! | -0.0010045 | #VALUE! | #VALUE! | #VALUE! | #VALUE! | #VALUE! | #VALUE! | 0.0020262 | #VALUE! | #VALUE! | #VALUE! | #VALUE! | #VALUE! | #VALUE! | -0.016075 | #VALUE! | #VALUE! | #VALUE! | #VALUE! | #VALUE! | #VALUE! | -0.0014147 | #VALUE! | #VALUE! | #VALUE! | #VALUE! | #VALUE! | #VALUE! | 0.000899 | #VALUE! | #VALUE! | #VALUE! | #VALUE! | #VALUE! | #VALUE! | -0.014563 | #VALUE! | #VALUE! | #VALUE! | #VALUE! | #VALUE! | #VALUE! | -0.00085102 | #VALUE! | #VALUE! | #VALUE! | #VALUE! | #VALUE! | #VALUE! | 0.0040765 | #VALUE! | #VALUE! | #VALUE! | #VALUE! | #VALUE! | #VALUE! | -0.025658 | #VALUE! | #VALUE! | #VALUE! | #VALUE! | #VALUE! | #VALUE! | -0.0013582 | #VALUE! | #VALUE! | #VALUE! | #VALUE! | #VALUE! | #VALUE! | 0.0004241 | #VALUE! | #VALUE! | #VALUE! | #VALUE! | #VALUE! | #VALUE! | -0.015417 | #VALUE! | #VALUE! | #VALUE! | #VALUE! | #VALUE! | #VALUE! | -0.00077122 | #VALUE! | #VALUE! | #VALUE! | #VALUE! | #VALUE! | #VALUE! | -0.010288 | #VALUE! | #VALUE! | #VALUE! | #VALUE! | #VALUE! | #VALUE! | -0.021017 | #VALUE! | #VALUE! | #VALUE! | #VALUE! | #VALUE! | #VALUE! | -0.0012414 | #VALUE! | #VALUE! | #VALUE! | #VALUE! | #VALUE! | #VALUE! | -0.0015442 | #VALUE! | #VALUE! | #VALUE! | #VALUE! | #VALUE! | #VALUE! | -0.013296 | #VALUE! | #VALUE! | #VALUE! | #VALUE! | #VALUE! | #VALUE! | 8.902e-09 | #VALUE! | #VALUE! | #VALUE! | #VALUE! | #VALUE! | #VALUE! | -0.005569 | #VALUE! | #VALUE! | #VALUE! | #VALUE! | #VALUE! | #VALUE! | -0.019899 | #VALUE! | #VALUE! | #VALUE! | #VALUE! | #VALUE! | #VALUE! | 6.0612e-09 | #VALUE! | #VALUE! | #VALUE! | #VALUE! | #VALUE! | #VALUE! | -0.0026321 | #VALUE! | #VALUE! | #VALUE! | #VALUE! | #VALUE! | #VALUE! | -0.014566 | #VALUE! | #VALUE! | #VALUE! | #VALUE! | #VALUE! | #VALUE! | 9.3492e-07 | #VALUE! | #VALUE! | #VALUE! | #VALUE! | #VALUE! | #VALUE! | -0.0064512 | #VALUE! | #VALUE! | #VALUE! | #VALUE! | #VALUE! | #VALUE! | -0.020832 | #VALUE! | #VALUE! | #VALUE! | #VALUE! | #VALUE! | #VALUE! | 1.3053e-08 | #VALUE! | #VALUE! | #VALUE! | #VALUE! | #VALUE! | #VALUE! | -0.0031141 | #VALUE! | #VALUE! | #VALUE! | #VALUE! | #VALUE! | #VALUE! | -0.015827 | #VALUE! | #VALUE! | #VALUE! | #VALUE! | #VALUE! | #VALUE! | 1.6807e-08 | #VALUE! | #VALUE! | #VALUE! | #VALUE! | #VALUE! | #VALUE! | -0.0068338 | #VALUE! | #VALUE! | #VALUE! | #VALUE! | #VALUE! | #VALUE! | -0.022499 | #VALUE! | #VALUE! | #VALUE! | #VALUE! | #VALUE! | #VALUE! | 6.4005e-07 | #VALUE! | #VALUE! | #VALUE! | #VALUE! | #VALUE! | #VALUE! | -0.0021627 | #VALUE! | #VALUE! | #VALUE! | #VALUE! | #VALUE! | #VALUE! | -0.013145 | #VALUE! | #VALUE! | #VALUE! | #VALUE! | #VALUE! | #VALUE! | 8.3974e-09 | #VALUE! | #VALUE! | #VALUE! | #VALUE! | #VALUE! | #VALUE! | -0.0047687 | #VALUE! | #VALUE! | #VALUE! | #VALUE! | #VALUE! | #VALUE! | -0.018549 | #VALUE! | #VALUE! | #VALUE! | #VALUE! | #VALUE! | #VALUE! | -5.5386e-07 | #VALUE! | #VALUE! | #VALUE! | #VALUE! | #VALUE! | #VALUE! | -0.0051128 | #VALUE! | #VALUE! | #VALUE! | #VALUE! | #VALUE! | #VALUE! | -0.018563 | #VALUE! | #VALUE! | #VALUE! | #VALUE! | #VALUE! | #VALUE! | 6.0997e-07 | #VALUE! | #VALUE! | #VALUE! | #VALUE! | #VALUE! | #VALUE! | 0.00033375 | #VALUE! | #VALUE! | #VALUE! | #VALUE! | #VALUE! | #VALUE! | -0.024541 | #VALUE! | #VALUE! | #VALUE! | #VALUE! | #VALUE! | #VALUE! | 1.2171e-06 | #VALUE! | #VALUE! | #VALUE! | #VALUE! | #VALUE! | #VALUE! | -0.013418 | #VALUE! | #VALUE! | #VALUE! | #VALUE! | #VALUE! | #VALUE! | -0.024358 | #VALUE! | #VALUE! | #VALUE! | #VALUE! | #VALUE! | #VALUE! | 5.6967e-07 | #VALUE! | #VALUE! | #VALUE! | #VALUE! | #VALUE! | #VALUE! | 0.00055471 | #VALUE! | #VALUE! | #VALUE! | #VALUE! | #VALUE! | #VALUE! | -0.03081 | #VALUE! | #VALUE! | #VALUE! | #VALUE! | #VALUE! | #VALUE! | 1.1734e-06 | #VALUE! | #VALUE! | #VALUE! | #VALUE! | #VALUE! | #VALUE! | -2.4897e-05 | #VALUE! | #VALUE! | #VALUE! | #VALUE! | #VALUE! | #VALUE! | -0.002602 | #VALUE! | #VALUE! | #VALUE! | #VALUE! | #VALUE! | #VALUE! | 1.1511e-08 | #VALUE! | #VALUE! | #VALUE! | #VALUE! | #VALUE! | #VALUE! | -0.00015203 | #VALUE! | #VALUE! | #VALUE! | #VALUE! | #VALUE! | #VALUE! | -0.0029372 | #VALUE! | #VALUE! | #VALUE! | #VALUE! | #VALUE! | #VALUE! | 1.3144e-08 | #VALUE! | #VALUE! | #VALUE! | #VALUE! | #VALUE! | #VALUE! | -2.325e-07 | #VALUE! | #VALUE! | #VALUE! | #VALUE! | #VALUE! | #VALUE! | -0.0034692 | #VALUE! | #VALUE! | #VALUE! | #VALUE! | #VALUE! | #VALUE! | 7.009e-09 | #VALUE! | #VALUE! | #VALUE! | #VALUE! | #VALUE! | #VALUE! | -0.0024189 | #VALUE! | #VALUE! | #VALUE! | #VALUE! | #VALUE! | #VALUE! | -0.0019971 | #VALUE! | #VALUE! | #VALUE! | #VALUE! | #VALUE! | #VALUE! | -3.6043e-08 | #VALUE! | #VALUE! | #VALUE! | #VALUE! | #VALUE! | #VALUE! | -2.7839e-05 | #VALUE! | #VALUE! | #VALUE! | #VALUE! | #VALUE! | #VALUE! | -0.0030665 | #VALUE! | #VALUE! | #VALUE! | #VALUE! | #VALUE! | #VALUE! | 6.4001e-08 | #VALUE! | #VALUE! | #VALUE! | #VALUE! | #VALUE! | #VALUE! | -4.1277e-05 | #VALUE! | #VALUE! | #VALUE! | #VALUE! | #VALUE! | #VALUE! | -0.0036881 | #VALUE! | #VALUE! | #VALUE! | #VALUE! | #VALUE! | #VALUE! | -3.163e-12 | #VALUE! | #VALUE! | #VALUE! | #VALUE! | #VALUE! | #VALUE! | -0.010655 | #VALUE! | #VALUE! | #VALUE! | #VALUE! | #VALUE! | #VALUE! | -0.0026808 | #VALUE! | #VALUE! | #VALUE! | #VALUE! | #VALUE! | #VALUE! | 7.7831e-09 | #VALUE! | #VALUE! | #VALUE! | #VALUE! | #VALUE! | #VALUE! | -0.001671 | #VALUE! | #VALUE! | #VALUE! | #VALUE! | #VALUE! | #VALUE! | -0.0034475 | #VALUE! | #VALUE! | #VALUE! | #VALUE! | #VALUE! | #VALUE! | 1.8553e-08 | #VALUE! | #VALUE! | #VALUE! | #VALUE! | #VALUE! | #VALUE! | 2.8994e-05 | #VALUE! | #VALUE! | #VALUE! | #VALUE! | #VALUE! | #VALUE! | -0.0044343 | #VALUE! | #VALUE! | #VALUE! | #VALUE! | #VALUE! | #VALUE! | 8.8357e-09 | #VALUE! | #VALUE! | #VALUE! | #VALUE! | #VALUE! | #VALUE! | -4.6034e-07 | #VALUE! | #VALUE! | #VALUE! | #VALUE! | #VALUE! | #VALUE! | -0.0061237 | #VALUE! | #VALUE! | #VALUE! | #VALUE! | #VALUE! | #VALUE! | 1.7603e-11 | #VALUE! | #VALUE! | #VALUE! | #VALUE! | #VALUE! | #VALUE! | 1.9612e-05 | #VALUE! | #VALUE! | #VALUE! | #VALUE! | #VALUE! | #VALUE! | -0.0083508 | #VALUE! | #VALUE! | #VALUE! | #VALUE! | #VALUE! | #VALUE! | 4.9377e-08 | #VALUE! | #VALUE! | #VALUE! | #VALUE! | #VALUE! | #VALUE! | -1.6845e-08 | #VALUE! | #VALUE! | #VALUE! | #VALUE! | #VALUE! | #VALUE! | -0.010507 | #VALUE! | #VALUE! | #VALUE! | #VALUE! | #VALUE! | #VALUE! | -1.3043e-08 | #VALUE! | #VALUE! | #VALUE! | #VALUE! | #VALUE! | #VALUE!
|  |  | 0 | 0 | 0 | -0.00054688 | #VALUE! | #VALUE! | #VALUE! | #VALUE! | #VALUE! | #VALUE! | -0.01511 | #VALUE! | #VALUE! | #VALUE! | #VALUE! | #VALUE! | #VALUE! | -0.0002778 | #VALUE! | #VALUE! | #VALUE! | #VALUE! | #VALUE! | #VALUE! | 0.00050465 | #VALUE! | #VALUE! | #VALUE! | #VALUE! | #VALUE! | #VALUE! | -0.02162 | #VALUE! | #VALUE! | #VALUE! | #VALUE! | #VALUE! | #VALUE! | -0.00085362 | #VALUE! | #VALUE! | #VALUE! | #VALUE! | #VALUE! | #VALUE! | 7.8633e-05 | #VALUE! | #VALUE! | #VALUE! | #VALUE! | #VALUE! | #VALUE! | -0.015736 | #VALUE! | #VALUE! | #VALUE! | #VALUE! | #VALUE! | #VALUE! | -0.00051846 | #VALUE! | #VALUE! | #VALUE! | #VALUE! | #VALUE! | #VALUE! | 0.0037366 | #VALUE! | #VALUE! | #VALUE! | #VALUE! | #VALUE! | #VALUE! | -0.023876 | #VALUE! | #VALUE! | #VALUE! | #VALUE! | #VALUE! | #VALUE! | -0.0010921 | #VALUE! | #VALUE! | #VALUE! | #VALUE! | #VALUE! | #VALUE! | -0.00013905 | #VALUE! | #VALUE! | #VALUE! | #VALUE! | #VALUE! | #VALUE! | -0.013305 | #VALUE! | #VALUE! | #VALUE! | #VALUE! | #VALUE! | #VALUE! | -0.00010964 | #VALUE! | #VALUE! | #VALUE! | #VALUE! | #VALUE! | #VALUE! | 0.001116 | #VALUE! | #VALUE! | #VALUE! | #VALUE! | #VALUE! | #VALUE! | -0.019826 | #VALUE! | #VALUE! | #VALUE! | #VALUE! | #VALUE! | #VALUE! | -6.2046e-05 | #VALUE! | #VALUE! | #VALUE! | #VALUE! | #VALUE! | #VALUE! | 9.0028e-05 | #VALUE! | #VALUE! | #VALUE! | #VALUE! | #VALUE! | #VALUE! | -0.010967 | #VALUE! | #VALUE! | #VALUE! | #VALUE! | #VALUE! | #VALUE! | -0.000563 | #VALUE! | #VALUE! | #VALUE! | #VALUE! | #VALUE! | #VALUE! | 0.0039739 | #VALUE! | #VALUE! | #VALUE! | #VALUE! | #VALUE! | #VALUE! | -0.016424 | #VALUE! | #VALUE! | #VALUE! | #VALUE! | #VALUE! | #VALUE! | -0.0011705 | #VALUE! | #VALUE! | #VALUE! | #VALUE! | #VALUE! | #VALUE! | 0.00011577 | #VALUE! | #VALUE! | #VALUE! | #VALUE! | #VALUE! | #VALUE! | -0.01458 | #VALUE! | #VALUE! | #VALUE! | #VALUE! | #VALUE! | #VALUE! | -0.00011049 | #VALUE! | #VALUE! | #VALUE! | #VALUE! | #VALUE! | #VALUE! | 0.0043381 | #VALUE! | #VALUE! | #VALUE! | #VALUE! | #VALUE! | #VALUE! | -0.020948 | #VALUE! | #VALUE! | #VALUE! | #VALUE! | #VALUE! | #VALUE! | -9.6013e-05 | #VALUE! | #VALUE! | #VALUE! | #VALUE! | #VALUE! | #VALUE! | 0.00058456 | #VALUE! | #VALUE! | #VALUE! | #VALUE! | #VALUE! | #VALUE! | -0.014289 | #VALUE! | #VALUE! | #VALUE! | #VALUE! | #VALUE! | #VALUE! | -0.00065846 | #VALUE! | #VALUE! | #VALUE! | #VALUE! | #VALUE! | #VALUE! | -0.025625 | #VALUE! | #VALUE! | #VALUE! | #VALUE! | #VALUE! | #VALUE! | -0.020121 | #VALUE! | #VALUE! | #VALUE! | #VALUE! | #VALUE! | #VALUE! | -3.6026e-05 | #VALUE! | #VALUE! | #VALUE! | #VALUE! | #VALUE! | #VALUE! | 0.0033737 | #VALUE! | #VALUE! | #VALUE! | #VALUE! | #VALUE! | #VALUE! | 0.0031714 | #VALUE! | #VALUE! | #VALUE! | #VALUE! | #VALUE! | #VALUE! | -0.00028042 | #VALUE! | #VALUE! | #VALUE! | #VALUE! | #VALUE! | #VALUE! | -0.0090725 | #VALUE! | #VALUE! | #VALUE! | #VALUE! | #VALUE! | #VALUE! | 0.0061422 | #VALUE! | #VALUE! | #VALUE! | #VALUE! | #VALUE! | #VALUE! | -0.00089962 | #VALUE! | #VALUE! | #VALUE! | #VALUE! | #VALUE! | #VALUE! | 0.00011384 | #VALUE! | #VALUE! | #VALUE! | #VALUE! | #VALUE! | #VALUE! | 0.0070213 | #VALUE! | #VALUE! | #VALUE! | #VALUE! | #VALUE! | #VALUE! | 7.0183e-05 | #VALUE! | #VALUE! | #VALUE! | #VALUE! | #VALUE! | #VALUE! | 0.0023289 | #VALUE! | #VALUE! | #VALUE! | #VALUE! | #VALUE! | #VALUE! | 0.0081907 | #VALUE! | #VALUE! | #VALUE! | #VALUE! | #VALUE! | #VALUE! | -0.0012493 | #VALUE! | #VALUE! | #VALUE! | #VALUE! | #VALUE! | #VALUE! | 0.013794 | #VALUE! | #VALUE! | #VALUE! | #VALUE! | #VALUE! | #VALUE! | 0.0044035 | #VALUE! | #VALUE! | #VALUE! | #VALUE! | #VALUE! | #VALUE! | -0.00019746 | #VALUE! | #VALUE! | #VALUE! | #VALUE! | #VALUE! | #VALUE! | 0.00068966 | #VALUE! | #VALUE! | #VALUE! | #VALUE! | #VALUE! | #VALUE! | 0.0043702 | #VALUE! | #VALUE! | #VALUE! | #VALUE! | #VALUE! | #VALUE! | -0.001041 | #VALUE! | #VALUE! | #VALUE! | #VALUE! | #VALUE! | #VALUE! | 0.0001614 | #VALUE! | #VALUE! | #VALUE! | #VALUE! | #VALUE! | #VALUE! | 0.0030366 | #VALUE! | #VALUE! | #VALUE! | #VALUE! | #VALUE! | #VALUE! | -0.00073077 | #VALUE! | #VALUE! | #VALUE! | #VALUE! | #VALUE! | #VALUE! | 0.0030146 | #VALUE! | #VALUE! | #VALUE! | #VALUE! | #VALUE! | #VALUE! | 0.0034335 | #VALUE! | #VALUE! | #VALUE! | #VALUE! | #VALUE! | #VALUE! | -0.001277 | #VALUE! | #VALUE! | #VALUE! | #VALUE! | #VALUE! | #VALUE! | 0.00016159 | #VALUE! | #VALUE! | #VALUE! | #VALUE! | #VALUE! | #VALUE! | 0.0053186 | #VALUE! | #VALUE! | #VALUE! | #VALUE! | #VALUE! | #VALUE! | -0.00080577 | #VALUE! | #VALUE! | #VALUE! | #VALUE! | #VALUE! | #VALUE! | 0.0040122 | #VALUE! | #VALUE! | #VALUE! | #VALUE! | #VALUE! | #VALUE! | 0.0054746 | #VALUE! | #VALUE! | #VALUE! | #VALUE! | #VALUE! | #VALUE! | -0.0012278 | #VALUE! | #VALUE! | #VALUE! | #VALUE! | #VALUE! | #VALUE! | 0.00062385 | #VALUE! | #VALUE! | #VALUE! | #VALUE! | #VALUE! | #VALUE! | 0.0049839 | #VALUE! | #VALUE! | #VALUE! | #VALUE! | #VALUE! | #VALUE! | -0.00076463 | #VALUE! | #VALUE! | #VALUE! | #VALUE! | #VALUE! | #VALUE! | -0.010063 | #VALUE! | #VALUE! | #VALUE! | #VALUE! | #VALUE! | #VALUE! | 0.0062409 | #VALUE! | #VALUE! | #VALUE! | #VALUE! | #VALUE! | #VALUE! | -1.9941e-05 | #VALUE! | #VALUE! | #VALUE! | #VALUE! | #VALUE! | #VALUE! | -0.0013395 | #VALUE! | #VALUE! | #VALUE! | #VALUE! | #VALUE! | #VALUE! | -0.013313 | #VALUE! | #VALUE! | #VALUE! | #VALUE! | #VALUE! | #VALUE! | -1.8043e-08 | #VALUE! | #VALUE! | #VALUE! | #VALUE! | #VALUE! | #VALUE! | -0.0056418 | #VALUE! | #VALUE! | #VALUE! | #VALUE! | #VALUE! | #VALUE! | -0.020566 | #VALUE! | #VALUE! | #VALUE! | #VALUE! | #VALUE! | #VALUE! | -3.7869e-07 | #VALUE! | #VALUE! | #VALUE! | #VALUE! | #VALUE! | #VALUE! | -0.0029075 | #VALUE! | #VALUE! | #VALUE! | #VALUE! | #VALUE! | #VALUE! | -0.014345 | #VALUE! | #VALUE! | #VALUE! | #VALUE! | #VALUE! | #VALUE! | 1.559e-06 | #VALUE! | #VALUE! | #VALUE! | #VALUE! | #VALUE! | #VALUE! | -0.0071238 | #VALUE! | #VALUE! | #VALUE! | #VALUE! | #VALUE! | #VALUE! | -0.021745 | #VALUE! | #VALUE! | #VALUE! | #VALUE! | #VALUE! | #VALUE! | -5.7871e-07 | #VALUE! | #VALUE! | #VALUE! | #VALUE! | #VALUE! | #VALUE! | -0.0028814 | #VALUE! | #VALUE! | #VALUE! | #VALUE! | #VALUE! | #VALUE! | -0.014098 | #VALUE! | #VALUE! | #VALUE! | #VALUE! | #VALUE! | #VALUE! | -2.1697e-10 | #VALUE! | #VALUE! | #VALUE! | #VALUE! | #VALUE! | #VALUE! | -0.0067106 | #VALUE! | #VALUE! | #VALUE! | #VALUE! | #VALUE! | #VALUE! | -0.02241 | #VALUE! | #VALUE! | #VALUE! | #VALUE! | #VALUE! | #VALUE! | -1.7449e-07 | #VALUE! | #VALUE! | #VALUE! | #VALUE! | #VALUE! | #VALUE! | -0.0025834 | #VALUE! | #VALUE! | #VALUE! | #VALUE! | #VALUE! | #VALUE! | -0.01336 | #VALUE! | #VALUE! | #VALUE! | #VALUE! | #VALUE! | #VALUE! | 1.2781e-06 | #VALUE! | #VALUE! | #VALUE! | #VALUE! | #VALUE! | #VALUE! | -0.0056011 | #VALUE! | #VALUE! | #VALUE! | #VALUE! | #VALUE! | #VALUE! | -0.019678 | #VALUE! | #VALUE! | #VALUE! | #VALUE! | #VALUE! | #VALUE! | -5.8317e-07 | #VALUE! | #VALUE! | #VALUE! | #VALUE! | #VALUE! | #VALUE! | -0.005812 | #VALUE! | #VALUE! | #VALUE! | #VALUE! | #VALUE! | #VALUE! | -0.018354 | #VALUE! | #VALUE! | #VALUE! | #VALUE! | #VALUE! | #VALUE! | 1.2313e-06 | #VALUE! | #VALUE! | #VALUE! | #VALUE! | #VALUE! | #VALUE! | 0.00037707 | #VALUE! | #VALUE! | #VALUE! | #VALUE! | #VALUE! | #VALUE! | -0.025391 | #VALUE! | #VALUE! | #VALUE! | #VALUE! | #VALUE! | #VALUE! | -8.2931e-07 | #VALUE! | #VALUE! | #VALUE! | #VALUE! | #VALUE! | #VALUE! | -0.014883 | #VALUE! | #VALUE! | #VALUE! | #VALUE! | #VALUE! | #VALUE! | -0.024881 | #VALUE! | #VALUE! | #VALUE! | #VALUE! | #VALUE! | #VALUE! | 9.2879e-07 | #VALUE! | #VALUE! | #VALUE! | #VALUE! | #VALUE! | #VALUE! | 0.00095565 | #VALUE! | #VALUE! | #VALUE! | #VALUE! | #VALUE! | #VALUE! | -0.031699 | #VALUE! | #VALUE! | #VALUE! | #VALUE! | #VALUE! | #VALUE! | -6.3889e-07 | #VALUE! | #VALUE! | #VALUE! | #VALUE! | #VALUE! | #VALUE! | -0.00065432 | #VALUE! | #VALUE! | #VALUE! | #VALUE! | #VALUE! | #VALUE! | -0.056354 | #VALUE! | #VALUE! | #VALUE! | #VALUE! | #VALUE! | #VALUE! | 3.8371e-08 | #VALUE! | #VALUE! | #VALUE! | #VALUE! | #VALUE! | #VALUE! | -0.0001451 | #VALUE! | #VALUE! | #VALUE! | #VALUE! | #VALUE! | #VALUE! | 0.062747 | #VALUE! | #VALUE! | #VALUE! | #VALUE! | #VALUE! | #VALUE! | 1.2373e-09 | #VALUE! | #VALUE! | #VALUE! | #VALUE! | #VALUE! | #VALUE! | -0.007517 | #VALUE! | #VALUE! | #VALUE! | #VALUE! | #VALUE! | #VALUE! | -0.15026 | #VALUE! | #VALUE! | #VALUE! | #VALUE! | #VALUE! | #VALUE! | 2.604e-08 | #VALUE! | #VALUE! | #VALUE! | #VALUE! | #VALUE! | #VALUE! | -5.1444e-05 | #VALUE! | #VALUE! | #VALUE! | #VALUE! | #VALUE! | #VALUE! | 0.38787 | #VALUE! | #VALUE! | #VALUE! | #VALUE! | #VALUE! | #VALUE! | -5.6603e-10 | #VALUE! | #VALUE! | #VALUE! | #VALUE! | #VALUE! | #VALUE! | 5.2766e-05 | #VALUE! | #VALUE! | #VALUE! | #VALUE! | #VALUE! | #VALUE! | -0.32046 | #VALUE! | #VALUE! | #VALUE! | #VALUE! | #VALUE! | #VALUE! | 6.984e-08 | #VALUE! | #VALUE! | #VALUE! | #VALUE! | #VALUE! | #VALUE! | -7.6374e-05 | #VALUE! | #VALUE! | #VALUE! | #VALUE! | #VALUE! | #VALUE! | -0.015046 | #VALUE! | #VALUE! | #VALUE! | #VALUE! | #VALUE! | #VALUE! | -1.8521e-07 | #VALUE! | #VALUE! | #VALUE! | #VALUE! | #VALUE! | #VALUE! | 5.9841e-05 | #VALUE! | #VALUE! | #VALUE! | #VALUE! | #VALUE! | #VALUE! | -0.29973 | #VALUE! | #VALUE! | #VALUE! | #VALUE! | #VALUE! | #VALUE! | 3.4815e-08 | #VALUE! | #VALUE! | #VALUE! | #VALUE! | #VALUE! | #VALUE! | -8.5316e-05 | #VALUE! | #VALUE! | #VALUE! | #VALUE! | #VALUE! | #VALUE! | 0.19532 | #VALUE! | #VALUE! | #VALUE! | #VALUE! | #VALUE! | #VALUE! | 6.9864e-09 | #VALUE! | #VALUE! | #VALUE! | #VALUE! | #VALUE! | #VALUE! | 6.01e-05 | #VALUE! | #VALUE! | #VALUE! | #VALUE! | #VALUE! | #VALUE! | -0.21068 | #VALUE! | #VALUE! | #VALUE! | #VALUE! | #VALUE! | #VALUE! | 9.6098e-09 | #VALUE! | #VALUE! | #VALUE! | #VALUE! | #VALUE! | #VALUE! | -8.1682e-05 | #VALUE! | #VALUE! | #VALUE! | #VALUE! | #VALUE! | #VALUE! | 0.22641 | #VALUE! | #VALUE! | #VALUE! | #VALUE! | #VALUE! | #VALUE! | 3.4736e-08 | #VALUE! | #VALUE! | #VALUE! | #VALUE! | #VALUE! | #VALUE! | 7.6598e-05 | #VALUE! | #VALUE! | #VALUE! | #VALUE! | #VALUE! | #VALUE! | -0.025251 | #VALUE! | #VALUE! | #VALUE! | #VALUE! | #VALUE! | #VALUE! | 3.4258e-08 | #VALUE! | #VALUE! | #VALUE! | #VALUE! | #VALUE! | #VALUE! | -6.4705e-05 | #VALUE! | #VALUE! | #VALUE! | #VALUE! | #VALUE! | #VALUE! | -0.07758 | #VALUE! | #VALUE! | #VALUE! | #VALUE! | #VALUE! | #VALUE! | 3.9925e-08 | #VALUE! | #VALUE! | #VALUE! | #VALUE! | #VALUE! | #VALUE! | 0.0045162 | #VALUE! | #VALUE! | #VALUE! | #VALUE! | #VALUE! | #VALUE! | 0.002299 | #VALUE! | #VALUE! | #VALUE! | #VALUE! | #VALUE! | #VALUE! | 7.8291e-05 | #VALUE! | #VALUE! | #VALUE! | #VALUE! | #VALUE! | #VALUE! | 0.020427 | #VALUE! | #VALUE! | #VALUE! | #VALUE! | #VALUE! | #VALUE! | -0.0049268 | #VALUE! | #VALUE! | #VALUE! | #VALUE! | #VALUE! | #VALUE! | 0.00051068 | #VALUE! | #VALUE! | #VALUE! | #VALUE! | #VALUE! | #VALUE! | -0.00029993 | #VALUE! | #VALUE! | #VALUE! | #VALUE! | #VALUE! | #VALUE! | 0.0033682 | #VALUE! | #VALUE! | #VALUE! | #VALUE! | #VALUE! | #VALUE! | 0.00043995 | #VALUE! | #VALUE! | #VALUE! | #VALUE! | #VALUE! | #VALUE! | -0.0033989 | #VALUE! | #VALUE! | #VALUE! | #VALUE! | #VALUE! | #VALUE! | -0.0037802 | #VALUE! | #VALUE! | #VALUE! | #VALUE! | #VALUE! | #VALUE! | 3.4598e-05 | #VALUE! | #VALUE! | #VALUE! | #VALUE! | #VALUE! | #VALUE! | 0.048586 | #VALUE! | #VALUE! | #VALUE! | #VALUE! | #VALUE! | #VALUE! | 0.0014049 | #VALUE! | #VALUE! | #VALUE! | #VALUE! | #VALUE! | #VALUE! | 0.00012315 | #VALUE! | #VALUE! | #VALUE! | #VALUE! | #VALUE! | #VALUE! | -0.0035887 | #VALUE! | #VALUE! | #VALUE! | #VALUE! | #VALUE! | #VALUE! | -0.0027227 | #VALUE! | #VALUE! | #VALUE! | #VALUE! | #VALUE! | #VALUE! | 4.1688e-05 | #VALUE! | #VALUE! | #VALUE! | #VALUE! | #VALUE! | #VALUE! | -0.00021874 | #VALUE! | #VALUE! | #VALUE! | #VALUE! | #VALUE! | #VALUE! | 0.0015977 | #VALUE! | #VALUE! | #VALUE! | #VALUE! | #VALUE! | #VALUE! | 0.00098709 | #VALUE! | #VALUE! | #VALUE! | #VALUE! | #VALUE! | #VALUE! | -0.0034908 | #VALUE! | #VALUE! | #VALUE! | #VALUE! | #VALUE! | #VALUE! | -0.0032575 | #VALUE! | #VALUE! | #VALUE! | #VALUE! | #VALUE! | #VALUE! | 3.2645e-05 | #VALUE! | #VALUE! | #VALUE! | #VALUE! | #VALUE! | #VALUE! | -0.0010252 | #VALUE! | #VALUE! | #VALUE! | #VALUE! | #VALUE! | #VALUE! | 0.0038527 | #VALUE! | #VALUE! | #VALUE! | #VALUE! | #VALUE! | #VALUE! | 0.00087329 | #VALUE! | #VALUE! | #VALUE! | #VALUE! | #VALUE! | #VALUE! | 0.004675 | #VALUE! | #VALUE! | #VALUE! | #VALUE! | #VALUE! | #VALUE! | -0.0021212 | #VALUE! | #VALUE! | #VALUE! | #VALUE! | #VALUE! | #VALUE! | 1.8192e-05 | #VALUE! | #VALUE! | #VALUE! | #VALUE! | #VALUE! | #VALUE! | -0.00050259 | #VALUE! | #VALUE! | #VALUE! | #VALUE! | #VALUE! | #VALUE! | 0.0046844 | #VALUE! | #VALUE! | #VALUE! | #VALUE! | #VALUE! | #VALUE! | -0.00052979 | #VALUE! | #VALUE! | #VALUE! | #VALUE! | #VALUE! | #VALUE! | 0.014158 | #VALUE! | #VALUE! | #VALUE! | #VALUE! | #VALUE! | #VALUE! | -0.00093031 | #VALUE! | #VALUE! | #VALUE! | #VALUE! | #VALUE! | #VALUE! | 1.9142e-05 | #VALUE! | #VALUE! | #VALUE! | #VALUE! | #VALUE! | #VALUE! | 0.028787 | #VALUE! | #VALUE! | #VALUE! | #VALUE! | #VALUE! | #VALUE! | 0.0034187 | #VALUE! | #VALUE! | #VALUE! | #VALUE! | #VALUE! | #VALUE! | 0.00024939 | #VALUE! | #VALUE! | #VALUE! | #VALUE! | #VALUE! | #VALUE! | 0.021436 | #VALUE! | #VALUE! | #VALUE! | #VALUE! | #VALUE! | #VALUE! | 0.0021226 | #VALUE! | #VALUE! | #VALUE! | #VALUE! | #VALUE! | #VALUE! | 0.00030964 | #VALUE! | #VALUE! | #VALUE! | #VALUE! | #VALUE! | #VALUE! | 0.013555 | #VALUE! | #VALUE! | #VALUE! | #VALUE! | #VALUE! | #VALUE! | -0.34334 | #VALUE! | #VALUE! | #VALUE! | #VALUE! | #VALUE! | #VALUE! | 0.00065922 | #VALUE! | #VALUE! | #VALUE! | #VALUE! | #VALUE! | #VALUE! | -0.0017759 | #VALUE! | #VALUE! | #VALUE! | #VALUE! | #VALUE! | #VALUE! | 0.0041865 | #VALUE! | #VALUE! | #VALUE! | #VALUE! | #VALUE! | #VALUE! | 3.8699e-07 | #VALUE! | #VALUE! | #VALUE! | #VALUE! | #VALUE! | #VALUE! | 0.074983 | #VALUE! | #VALUE! | #VALUE! | #VALUE! | #VALUE! | #VALUE! | -0.016566 | #VALUE! | #VALUE! | #VALUE! | #VALUE! | #VALUE! | #VALUE! | 0.00011232 | #VALUE! | #VALUE! | #VALUE! | #VALUE! | #VALUE! | #VALUE! | 0.066753 | #VALUE! | #VALUE! | #VALUE! | #VALUE! | #VALUE! | #VALUE! | 0.0049055 | #VALUE! | #VALUE! | #VALUE! | #VALUE! | #VALUE! | #VALUE! | 0.001073 | #VALUE! | #VALUE! | #VALUE! | #VALUE! | #VALUE! | #VALUE! | -0.00021604 | #VALUE! | #VALUE! | #VALUE! | #VALUE! | #VALUE! | #VALUE! | 0.0023437 | #VALUE! | #VALUE! | #VALUE! | #VALUE! | #VALUE! | #VALUE! | 0.00035645 | #VALUE! | #VALUE! | #VALUE! | #VALUE! | #VALUE! | #VALUE! | -0.0027023 | #VALUE! | #VALUE! | #VALUE! | #VALUE! | #VALUE! | #VALUE! | 0.00053131 | #VALUE! | #VALUE! | #VALUE! | #VALUE! | #VALUE! | #VALUE! | 0.00039898 | #VALUE! | #VALUE! | #VALUE! | #VALUE! | #VALUE! | #VALUE! | -0.00069712 | #VALUE! | #VALUE! | #VALUE! | #VALUE! | #VALUE! | #VALUE! | 0.0059796 | #VALUE! | #VALUE! | #VALUE! | #VALUE! | #VALUE! | #VALUE! | 0.00022886 | #VALUE! | #VALUE! | #VALUE! | #VALUE! | #VALUE! | #VALUE! | -0.0028889 | #VALUE! | #VALUE! | #VALUE! | #VALUE! | #VALUE! | #VALUE! | 0.0041491 | #VALUE! | #VALUE! | #VALUE! | #VALUE! | #VALUE! | #VALUE! | 0.00011176 | #VALUE! | #VALUE! | #VALUE! | #VALUE! | #VALUE! | #VALUE! | -0.00056297 | #VALUE! | #VALUE! | #VALUE! | #VALUE! | #VALUE! | #VALUE! | 0.0064626 | #VALUE! | #VALUE! | #VALUE! | #VALUE! | #VALUE! | #VALUE! | -0.00022814 | #VALUE! | #VALUE! | #VALUE! | #VALUE! | #VALUE! | #VALUE! | 0.0044579 | #VALUE! | #VALUE! | #VALUE! | #VALUE! | #VALUE! | #VALUE! | 0.0053365 | #VALUE! | #VALUE! | #VALUE! | #VALUE! | #VALUE! | #VALUE! | 0.00013858 | #VALUE! | #VALUE! | #VALUE! | #VALUE! | #VALUE! | #VALUE! | -0.0015334 | #VALUE! | #VALUE! | #VALUE! | #VALUE! | #VALUE! | #VALUE! | -0.012529 | #VALUE! | #VALUE! | #VALUE! | #VALUE! | #VALUE! | #VALUE! | -3.5472e-11 | #VALUE! | #VALUE! | #VALUE! | #VALUE! | #VALUE! | #VALUE! | 0.00092713 | #VALUE! | #VALUE! | #VALUE! | #VALUE! | #VALUE! | #VALUE! | -0.0063502 | #VALUE! | #VALUE! | #VALUE! | #VALUE! | #VALUE! | #VALUE! | 7.7242e-12 | #VALUE! | #VALUE! | #VALUE! | #VALUE! | #VALUE! | #VALUE! | -0.0016575 | #VALUE! | #VALUE! | #VALUE! | #VALUE! | #VALUE! | #VALUE! | -0.012039 | #VALUE! | #VALUE! | #VALUE! | #VALUE! | #VALUE! | #VALUE! | -3.232e-10 | #VALUE! | #VALUE! | #VALUE! | #VALUE! | #VALUE! | #VALUE! | 0.002197 | #VALUE! | #VALUE! | #VALUE! | #VALUE! | #VALUE! | #VALUE! | -0.005378 | #VALUE! | #VALUE! | #VALUE! | #VALUE! | #VALUE! | #VALUE! | 1.2868e-11 | #VALUE! | #VALUE! | #VALUE! | #VALUE! | #VALUE! | #VALUE! | 0.0010716 | #VALUE! | #VALUE! | #VALUE! | #VALUE! | #VALUE! | #VALUE! | -0.010941 | #VALUE! | #VALUE! | #VALUE! | #VALUE! | #VALUE! | #VALUE! | -4.2348e-11 | #VALUE! | #VALUE! | #VALUE! | #VALUE! | #VALUE! | #VALUE! | 0.0019538 | #VALUE! | #VALUE! | #VALUE! | #VALUE! | #VALUE! | #VALUE! | -0.006651 | #VALUE! | #VALUE! | #VALUE! | #VALUE! | #VALUE! | #VALUE! | 4.1078e-10 | #VALUE! | #VALUE! | #VALUE! | #VALUE! | #VALUE! | #VALUE! | -0.001976 | #VALUE! | #VALUE! | #VALUE! | #VALUE! | #VALUE! | #VALUE! | -0.011683 | #VALUE! | #VALUE! | #VALUE! | #VALUE! | #VALUE! | #VALUE! | -4.339e-11 | #VALUE! | #VALUE! | #VALUE! | #VALUE! | #VALUE! | #VALUE! | 0.0029839 | #VALUE! | #VALUE! | #VALUE! | #VALUE! | #VALUE! | #VALUE! | -0.0040575 | #VALUE! | #VALUE! | #VALUE! | #VALUE! | #VALUE! | #VALUE! | 1.2072e-06 | #VALUE! | #VALUE! | #VALUE! | #VALUE! | #VALUE! | #VALUE! | -0.0024411 | #VALUE! | #VALUE! | #VALUE! | #VALUE! | #VALUE! | #VALUE! | -0.014802 | #VALUE! | #VALUE! | #VALUE! | #VALUE! | #VALUE! | #VALUE! | 6.4239e-08 | #VALUE! | #VALUE! | #VALUE! | #VALUE! | #VALUE! | #VALUE! | -0.00014574 | #VALUE! | #VALUE! | #VALUE! | #VALUE! | #VALUE! | #VALUE! | -0.0041521 | #VALUE! | #VALUE! | #VALUE! | #VALUE! | #VALUE! | #VALUE! | 4.6745e-09 | #VALUE! | #VALUE! | #VALUE! | #VALUE! | #VALUE! | #VALUE! | -0.0069551 | #VALUE! | #VALUE! | #VALUE! | #VALUE! | #VALUE! | #VALUE! | -0.021124 | #VALUE! | #VALUE! | #VALUE! | #VALUE! | #VALUE! | #VALUE! | 4.8705e-08 | #VALUE! | #VALUE! | #VALUE! | #VALUE! | #VALUE! | #VALUE! | -0.00021492 | #VALUE! | #VALUE! | #VALUE! | #VALUE! | #VALUE! | #VALUE! | -0.0045152 | #VALUE! | #VALUE! | #VALUE! | #VALUE! | #VALUE! | #VALUE! | 1.6383e-11 | #VALUE! | #VALUE! | #VALUE! | #VALUE! | #VALUE! | #VALUE! | -0.011341 | #VALUE! | #VALUE! | #VALUE! | #VALUE! | #VALUE! | #VALUE! | 0.030059 | #VALUE! | #VALUE! | #VALUE! | #VALUE! | #VALUE! | #VALUE! | -3.9802e-11 | #VALUE! | #VALUE! | #VALUE! | #VALUE! | #VALUE! | #VALUE! | -0.0022955 | #VALUE! | #VALUE! | #VALUE! | #VALUE! | #VALUE! | #VALUE! | 0.015528 | #VALUE! | #VALUE! | #VALUE! | #VALUE! | #VALUE! | #VALUE! | -6.2087e-12 | #VALUE! | #VALUE! | #VALUE! | #VALUE! | #VALUE! | #VALUE! | -0.008251 | #VALUE! | #VALUE! | #VALUE! | #VALUE! | #VALUE! | #VALUE! | 0.028898 | #VALUE! | #VALUE! | #VALUE! | #VALUE! | #VALUE! | #VALUE! | -3.491e-11 | #VALUE! | #VALUE! | #VALUE! | #VALUE! | #VALUE! | #VALUE! | -5.0756e-06 | #VALUE! | #VALUE! | #VALUE! | #VALUE! | #VALUE! | #VALUE! | 0.013574 | #VALUE! | #VALUE! | #VALUE! | #VALUE! | #VALUE! | #VALUE! | 1.8468e-11 | #VALUE! | #VALUE! | #VALUE! | #VALUE! | #VALUE! | #VALUE! | -0.010109 | #VALUE! | #VALUE! | #VALUE! | #VALUE! | #VALUE! | #VALUE! | 0.025352 | #VALUE! | #VALUE! | #VALUE! | #VALUE! | #VALUE! | #VALUE! | -4.2744e-11 | #VALUE! | #VALUE! | #VALUE! | #VALUE! | #VALUE! | #VALUE! | -0.0011012 | #VALUE! | #VALUE! | #VALUE! | #VALUE! | #VALUE! | #VALUE! | 0.013207 | #VALUE! | #VALUE! | #VALUE! | #VALUE! | #VALUE! | #VALUE! | 1.0943e-11 | #VALUE! | #VALUE! | #VALUE! | #VALUE! | #VALUE! | #VALUE! | 2.3619e-07 | #VALUE! | #VALUE! | #VALUE! | #VALUE! | #VALUE! | #VALUE! | 0.020181 | #VALUE! | #VALUE! | #VALUE! | #VALUE! | #VALUE! | #VALUE! | -4.0317e-11 | #VALUE! | #VALUE! | #VALUE! | #VALUE! | #VALUE! | #VALUE! | -2.0897e-08 | #VALUE! | #VALUE! | #VALUE! | #VALUE! | #VALUE! | #VALUE! | 0.012198 | #VALUE! | #VALUE! | #VALUE! | #VALUE! | #VALUE! | #VALUE! | 1.62e-11 | #VALUE! | #VALUE! | #VALUE! | #VALUE! | #VALUE! | #VALUE! | -1.968e-07 | #VALUE! | #VALUE! | #VALUE! | #VALUE! | #VALUE! | #VALUE! | 2.5775e-06 | #VALUE! | #VALUE! | #VALUE! | #VALUE! | #VALUE! | #VALUE! | -6.0146e-11 | #VALUE! | #VALUE! | #VALUE! | #VALUE! | #VALUE! | #VALUE! | -0.0012256 | #VALUE! | #VALUE! | #VALUE! | #VALUE! | #VALUE! | #VALUE! | 0.015818 | #VALUE! | #VALUE! | #VALUE! | #VALUE! | #VALUE! | #VALUE! | 1.9172e-07 | #VALUE! | #VALUE! | #VALUE! | #VALUE! | #VALUE! | #VALUE! | -0.0040346 | #VALUE! | #VALUE! | #VALUE! | #VALUE! | #VALUE! | #VALUE! | 0.03864 | #VALUE! | #VALUE! | #VALUE! | #VALUE! | #VALUE! | #VALUE! | -5.5691e-11 | #VALUE! | #VALUE! | #VALUE! | #VALUE! | #VALUE! | #VALUE! | 4.3213e-08 | #VALUE! | #VALUE! | #VALUE! | #VALUE! | #VALUE! | #VALUE! | 0.017098 | #VALUE! | #VALUE! | #VALUE! | #VALUE! | #VALUE! | #VALUE! | 1.5068e-11 | #VALUE! | #VALUE! | #VALUE! | #VALUE! | #VALUE! | #VALUE!
|  |  | 0 | 0 | 0 | 0.031447 | #VALUE! | #VALUE! | #VALUE! | #VALUE! | #VALUE! | #VALUE! | 0.0015708 | #VALUE! | #VALUE! | #VALUE! | #VALUE! | #VALUE! | #VALUE! | -0.00011476 | #VALUE! | #VALUE! | #VALUE! | #VALUE! | #VALUE! | #VALUE! | -0.0011132 | #VALUE! | #VALUE! | #VALUE! | #VALUE! | #VALUE! | #VALUE! | -0.0013413 | #VALUE! | #VALUE! | #VALUE! | #VALUE! | #VALUE! | #VALUE! | 0.00030056 | #VALUE! | #VALUE! | #VALUE! | #VALUE! | #VALUE! | #VALUE! | -0.00023857 | #VALUE! | #VALUE! | #VALUE! | #VALUE! | #VALUE! | #VALUE! | 0.0057577 | #VALUE! | #VALUE! | #VALUE! | #VALUE! | #VALUE! | #VALUE! | -9.7851e-05 | #VALUE! | #VALUE! | #VALUE! | #VALUE! | #VALUE! | #VALUE! | -0.0032739 | #VALUE! | #VALUE! | #VALUE! | #VALUE! | #VALUE! | #VALUE! | 8.0397e-06 | #VALUE! | #VALUE! | #VALUE! | #VALUE! | #VALUE! | #VALUE! | 0.00057313 | #VALUE! | #VALUE! | #VALUE! | #VALUE! | #VALUE! | #VALUE! | -0.0005656 | #VALUE! | #VALUE! | #VALUE! | #VALUE! | #VALUE! | #VALUE! | 0.0020348 | #VALUE! | #VALUE! | #VALUE! | #VALUE! | #VALUE! | #VALUE! | 7.0337e-05 | #VALUE! | #VALUE! | #VALUE! | #VALUE! | #VALUE! | #VALUE! | -0.0041425 | #VALUE! | #VALUE! | #VALUE! | #VALUE! | #VALUE! | #VALUE! | 0.0012581 | #VALUE! | #VALUE! | #VALUE! | #VALUE! | #VALUE! | #VALUE! | 5.174e-05 | #VALUE! | #VALUE! | #VALUE! | #VALUE! | #VALUE! | #VALUE! | -0.00034941 | #VALUE! | #VALUE! | #VALUE! | #VALUE! | #VALUE! | #VALUE! | 0.0022707 | #VALUE! | #VALUE! | #VALUE! | #VALUE! | #VALUE! | #VALUE! | 8.4329e-05 | #VALUE! | #VALUE! | #VALUE! | #VALUE! | #VALUE! | #VALUE! | -0.00395 | #VALUE! | #VALUE! | #VALUE! | #VALUE! | #VALUE! | #VALUE! | 0.00082745 | #VALUE! | #VALUE! | #VALUE! | #VALUE! | #VALUE! | #VALUE! | 0.00052731 | #VALUE! | #VALUE! | #VALUE! | #VALUE! | #VALUE! | #VALUE! | -0.00028797 | #VALUE! | #VALUE! | #VALUE! | #VALUE! | #VALUE! | #VALUE! | 0.0043104 | #VALUE! | #VALUE! | #VALUE! | #VALUE! | #VALUE! | #VALUE! | 0.035546 | #VALUE! | #VALUE! | #VALUE! | #VALUE! | #VALUE! | #VALUE! | -0.0028672 | #VALUE! | #VALUE! | #VALUE! | #VALUE! | #VALUE! | #VALUE! | 0.0014695 | #VALUE! | #VALUE! | #VALUE! | #VALUE! | #VALUE! | #VALUE! | -2.87e-05 | #VALUE! | #VALUE! | #VALUE! | #VALUE! | #VALUE! | #VALUE! | -0.00099127 | #VALUE! | #VALUE! | #VALUE! | #VALUE! | #VALUE! | #VALUE! | 0.0038498 | #VALUE! | #VALUE! | #VALUE! | #VALUE! | #VALUE! | #VALUE! | 0.00037477 | #VALUE! | #VALUE! | #VALUE! | #VALUE! | #VALUE! | #VALUE! | 0.015877 | #VALUE! | #VALUE! | #VALUE! | #VALUE! | #VALUE! | #VALUE! | 0.0018005 | #VALUE! | #VALUE! | #VALUE! | #VALUE! | #VALUE! | #VALUE! | 0.00039993 | #VALUE! | #VALUE! | #VALUE! | #VALUE! | #VALUE! | #VALUE! | 0.049352 | #VALUE! | #VALUE! | #VALUE! | #VALUE! | #VALUE! | #VALUE! | 0.0036604 | #VALUE! | #VALUE! | #VALUE! | #VALUE! | #VALUE! | #VALUE! | 4.4893e-05 | #VALUE! | #VALUE! | #VALUE! | #VALUE! | #VALUE! | #VALUE! | 0.029181 | #VALUE! | #VALUE! | #VALUE! | #VALUE! | #VALUE! | #VALUE! | 0.0038239 | #VALUE! | #VALUE! | #VALUE! | #VALUE! | #VALUE! | #VALUE! | 0.00037938 | #VALUE! | #VALUE! | #VALUE! | #VALUE! | #VALUE! | #VALUE! | -0.00018783 | #VALUE! | #VALUE! | #VALUE! | #VALUE! | #VALUE! | #VALUE! | 0.0042669 | #VALUE! | #VALUE! | #VALUE! | #VALUE! | #VALUE! | #VALUE! | 0.020245 | #VALUE! | #VALUE! | #VALUE! | #VALUE! | #VALUE! | #VALUE! | -0.0028025 | #VALUE! | #VALUE! | #VALUE! | #VALUE! | #VALUE! | #VALUE! | 0.0047905 | #VALUE! | #VALUE! | #VALUE! | #VALUE! | #VALUE! | #VALUE! | -3.9291e-05 | #VALUE! | #VALUE! | #VALUE! | #VALUE! | #VALUE! | #VALUE! | 0.078419 | #VALUE! | #VALUE! | #VALUE! | #VALUE! | #VALUE! | #VALUE! | 0.0055468 | #VALUE! | #VALUE! | #VALUE! | #VALUE! | #VALUE! | #VALUE! | 0.00025576 | #VALUE! | #VALUE! | #VALUE! | #VALUE! | #VALUE! | #VALUE! | -0.0024714 | #VALUE! | #VALUE! | #VALUE! | #VALUE! | #VALUE! | #VALUE! | 0.0030964 | #VALUE! | #VALUE! | #VALUE! | #VALUE! | #VALUE! | #VALUE! | 0.00079029 | #VALUE! | #VALUE! | #VALUE! | #VALUE! | #VALUE! | #VALUE! | -0.00019286 | #VALUE! | #VALUE! | #VALUE! | #VALUE! | #VALUE! | #VALUE! | 0.0030177 | #VALUE! | #VALUE! | #VALUE! | #VALUE! | #VALUE! | #VALUE! | 0.00014101 | #VALUE! | #VALUE! | #VALUE! | #VALUE! | #VALUE! | #VALUE! | -0.0038517 | #VALUE! | #VALUE! | #VALUE! | #VALUE! | #VALUE! | #VALUE! | -0.00021151 | #VALUE! | #VALUE! | #VALUE! | #VALUE! | #VALUE! | #VALUE! | 0.00030422 | #VALUE! | #VALUE! | #VALUE! | #VALUE! | #VALUE! | #VALUE! | -0.00016802 | #VALUE! | #VALUE! | #VALUE! | #VALUE! | #VALUE! | #VALUE! | 0.0035265 | #VALUE! | #VALUE! | #VALUE! | #VALUE! | #VALUE! | #VALUE! | -0.00046471 | #VALUE! | #VALUE! | #VALUE! | #VALUE! | #VALUE! | #VALUE! | -0.0027468 | #VALUE! | #VALUE! | #VALUE! | #VALUE! | #VALUE! | #VALUE! | 0.82494 | #VALUE! | #VALUE! | #VALUE! | #VALUE! | #VALUE! | #VALUE! | -0.00024401 | #VALUE! | #VALUE! | #VALUE! | #VALUE! | #VALUE! | #VALUE! | -0.00044438 | #VALUE! | #VALUE! | #VALUE! | #VALUE! | #VALUE! | #VALUE! | 0.013488 | #VALUE! | #VALUE! | #VALUE! | #VALUE! | #VALUE! | #VALUE! | -0.00016945 | #VALUE! | #VALUE! | #VALUE! | #VALUE! | #VALUE! | #VALUE! | 0.0038249 | #VALUE! | #VALUE! | #VALUE! | #VALUE! | #VALUE! | #VALUE! | 0.70391 | #VALUE! | #VALUE! | #VALUE! | #VALUE! | #VALUE! | #VALUE! | -0.0039759 | #VALUE! | #VALUE! | #VALUE! | #VALUE! | #VALUE! | #VALUE! | -0.000322 | #VALUE! | #VALUE! | #VALUE! | #VALUE! | #VALUE! | #VALUE! | 0.0023586 | #VALUE! | #VALUE! | #VALUE! | #VALUE! | #VALUE! | #VALUE! | -9.7516e-07 | #VALUE! | #VALUE! | #VALUE! | #VALUE! | #VALUE! | #VALUE! | 0.0024224 | #VALUE! | #VALUE! | #VALUE! | #VALUE! | #VALUE! | #VALUE! | 0.0026545 | #VALUE! | #VALUE! | #VALUE! | #VALUE! | #VALUE! | #VALUE! | 9.4065e-07 | #VALUE! | #VALUE! | #VALUE! | #VALUE! | #VALUE! | #VALUE! | 0.00016859 | #VALUE! | #VALUE! | #VALUE! | #VALUE! | #VALUE! | #VALUE! | 0.0036685 | #VALUE! | #VALUE! | #VALUE! | #VALUE! | #VALUE! | #VALUE! | -1.888e-08 | #VALUE! | #VALUE! | #VALUE! | #VALUE! | #VALUE! | #VALUE! | 0.0036203 | #VALUE! | #VALUE! | #VALUE! | #VALUE! | #VALUE! | #VALUE! | 0.00085545 | #VALUE! | #VALUE! | #VALUE! | #VALUE! | #VALUE! | #VALUE! | 1.3366e-06 | #VALUE! | #VALUE! | #VALUE! | #VALUE! | #VALUE! | #VALUE! | -0.001265 | #VALUE! | #VALUE! | #VALUE! | #VALUE! | #VALUE! | #VALUE! | 0.0023469 | #VALUE! | #VALUE! | #VALUE! | #VALUE! | #VALUE! | #VALUE! | 5.0711e-07 | #VALUE! | #VALUE! | #VALUE! | #VALUE! | #VALUE! | #VALUE! | 0.0041628 | #VALUE! | #VALUE! | #VALUE! | #VALUE! | #VALUE! | #VALUE! | 0.00168 | #VALUE! | #VALUE! | #VALUE! | #VALUE! | #VALUE! | #VALUE! | 7.2994e-07 | #VALUE! | #VALUE! | #VALUE! | #VALUE! | #VALUE! | #VALUE! | -0.0008196 | #VALUE! | #VALUE! | #VALUE! | #VALUE! | #VALUE! | #VALUE! | 0.0022883 | #VALUE! | #VALUE! | #VALUE! | #VALUE! | #VALUE! | #VALUE! | -5.6912e-07 | #VALUE! | #VALUE! | #VALUE! | #VALUE! | #VALUE! | #VALUE! | 0.0045586 | #VALUE! | #VALUE! | #VALUE! | #VALUE! | #VALUE! | #VALUE! | 0.0012222 | #VALUE! | #VALUE! | #VALUE! | #VALUE! | #VALUE! | #VALUE! | 1.0938e-06 | #VALUE! | #VALUE! | #VALUE! | #VALUE! | #VALUE! | #VALUE! | 0.0012398 | #VALUE! | #VALUE! | #VALUE! | #VALUE! | #VALUE! | #VALUE! | 0.0040134 | #VALUE! | #VALUE! | #VALUE! | #VALUE! | #VALUE! | #VALUE! | -3.9505e-08 | #VALUE! | #VALUE! | #VALUE! | #VALUE! | #VALUE! | #VALUE! | -0.00032003 | #VALUE! | #VALUE! | #VALUE! | #VALUE! | #VALUE! | #VALUE! | 0.0041609 | #VALUE! | #VALUE! | #VALUE! | #VALUE! | #VALUE! | #VALUE! | 1.5369e-06 | #VALUE! | #VALUE! | #VALUE! | #VALUE! | #VALUE! | #VALUE! | 0.013837 | #VALUE! | #VALUE! | #VALUE! | #VALUE! | #VALUE! | #VALUE! | 0.0049194 | #VALUE! | #VALUE! | #VALUE! | #VALUE! | #VALUE! | #VALUE! | -4.3045e-08 | #VALUE! | #VALUE! | #VALUE! | #VALUE! | #VALUE! | #VALUE! | -0.00046255 | #VALUE! | #VALUE! | #VALUE! | #VALUE! | #VALUE! | #VALUE! | 0.0081396 | #VALUE! | #VALUE! | #VALUE! | #VALUE! | #VALUE! | #VALUE! | 1.4597e-06 | #VALUE! | #VALUE! | #VALUE! | #VALUE! | #VALUE! | #VALUE! | -0.0075566 | #VALUE! | #VALUE! | #VALUE! | #VALUE! | #VALUE! | #VALUE! | 0.031788 | #VALUE! | #VALUE! | #VALUE! | #VALUE! | #VALUE! | #VALUE! | -6.4873e-11 | #VALUE! | #VALUE! | #VALUE! | #VALUE! | #VALUE! | #VALUE! | -0.0013934 | #VALUE! | #VALUE! | #VALUE! | #VALUE! | #VALUE! | #VALUE! | 0.015948 | #VALUE! | #VALUE! | #VALUE! | #VALUE! | #VALUE! | #VALUE! | -6.7802e-12 | #VALUE! | #VALUE! | #VALUE! | #VALUE! | #VALUE! | #VALUE! | 1.5204e-07 | #VALUE! | #VALUE! | #VALUE! | #VALUE! | #VALUE! | #VALUE! | 0.030765 | #VALUE! | #VALUE! | #VALUE! | #VALUE! | #VALUE! | #VALUE! | -2.5741e-11 | #VALUE! | #VALUE! | #VALUE! | #VALUE! | #VALUE! | #VALUE! | -0.0015349 | #VALUE! | #VALUE! | #VALUE! | #VALUE! | #VALUE! | #VALUE! | 0.013855 | #VALUE! | #VALUE! | #VALUE! | #VALUE! | #VALUE! | #VALUE! | -4.9881e-12 | #VALUE! | #VALUE! | #VALUE! | #VALUE! | #VALUE! | #VALUE! | -0.01049 | #VALUE! | #VALUE! | #VALUE! | #VALUE! | #VALUE! | #VALUE! | 0.026122 | #VALUE! | #VALUE! | #VALUE! | #VALUE! | #VALUE! | #VALUE! | -4.0445e-11 | #VALUE! | #VALUE! | #VALUE! | #VALUE! | #VALUE! | #VALUE! | -0.0012617 | #VALUE! | #VALUE! | #VALUE! | #VALUE! | #VALUE! | #VALUE! | 0.013501 | #VALUE! | #VALUE! | #VALUE! | #VALUE! | #VALUE! | #VALUE! | -9.1011e-11 | #VALUE! | #VALUE! | #VALUE! | #VALUE! | #VALUE! | #VALUE! | -0.010485 | #VALUE! | #VALUE! | #VALUE! | #VALUE! | #VALUE! | #VALUE! | 0.022151 | #VALUE! | #VALUE! | #VALUE! | #VALUE! | #VALUE! | #VALUE! | -2.9904e-11 | #VALUE! | #VALUE! | #VALUE! | #VALUE! | #VALUE! | #VALUE! | -0.0012877 | #VALUE! | #VALUE! | #VALUE! | #VALUE! | #VALUE! | #VALUE! | 0.012014 | #VALUE! | #VALUE! | #VALUE! | #VALUE! | #VALUE! | #VALUE! | -5.6482e-12 | #VALUE! | #VALUE! | #VALUE! | #VALUE! | #VALUE! | #VALUE! | -1.6497e-07 | #VALUE! | #VALUE! | #VALUE! | #VALUE! | #VALUE! | #VALUE! | 0.032927 | #VALUE! | #VALUE! | #VALUE! | #VALUE! | #VALUE! | #VALUE! | -5.4509e-11 | #VALUE! | #VALUE! | #VALUE! | #VALUE! | #VALUE! | #VALUE! | -0.00089039 | #VALUE! | #VALUE! | #VALUE! | #VALUE! | #VALUE! | #VALUE! | 0.016227 | #VALUE! | #VALUE! | #VALUE! | #VALUE! | #VALUE! | #VALUE! | 1.6026e-11 | #VALUE! | #VALUE! | #VALUE! | #VALUE! | #VALUE! | #VALUE! | -1.5158e-07 | #VALUE! | #VALUE! | #VALUE! | #VALUE! | #VALUE! | #VALUE! | 0.041365 | #VALUE! | #VALUE! | #VALUE! | #VALUE! | #VALUE! | #VALUE! | -4.0985e-11 | #VALUE! | #VALUE! | #VALUE! | #VALUE! | #VALUE! | #VALUE! | -1.5856e-08 | #VALUE! | #VALUE! | #VALUE! | #VALUE! | #VALUE! | #VALUE! | 0.0077451 | #VALUE! | #VALUE! | #VALUE! | #VALUE! | #VALUE! | #VALUE! | 1.4843e-11 | #VALUE! | #VALUE! | #VALUE! | #VALUE! | #VALUE! | #VALUE! | 0.84456 | #VALUE! | #VALUE! | #VALUE! | #VALUE! | #VALUE! | #VALUE! | 0.0089855 | #VALUE! | #VALUE! | #VALUE! | #VALUE! | #VALUE! | #VALUE! | -0.0047879 | #VALUE! | #VALUE! | #VALUE! | #VALUE! | #VALUE! | #VALUE! | 1.0044 | #VALUE! | #VALUE! | #VALUE! | #VALUE! | #VALUE! | #VALUE! | -0.12003 | #VALUE! | #VALUE! | #VALUE! | #VALUE! | #VALUE! | #VALUE! | 0.0015827 | #VALUE! | #VALUE! | #VALUE! | #VALUE! | #VALUE! | #VALUE! | -0.018843 | #VALUE! | #VALUE! | #VALUE! | #VALUE! | #VALUE! | #VALUE! | 0.0068874 | #VALUE! | #VALUE! | #VALUE! | #VALUE! | #VALUE! | #VALUE! | 0.026943 | #VALUE! | #VALUE! | #VALUE! | #VALUE! | #VALUE! | #VALUE! | -0.082336 | #VALUE! | #VALUE! | #VALUE! | #VALUE! | #VALUE! | #VALUE! | -0.10962 | #VALUE! | #VALUE! | #VALUE! | #VALUE! | #VALUE! | #VALUE! | 0.0015807 | #VALUE! | #VALUE! | #VALUE! | #VALUE! | #VALUE! | #VALUE! | -1.1115 | #VALUE! | #VALUE! | #VALUE! | #VALUE! | #VALUE! | #VALUE! | 0.0052701 | #VALUE! | #VALUE! | #VALUE! | #VALUE! | #VALUE! | #VALUE! | 0.010752 | #VALUE! | #VALUE! | #VALUE! | #VALUE! | #VALUE! | #VALUE! | 0.0058657 | #VALUE! | #VALUE! | #VALUE! | #VALUE! | #VALUE! | #VALUE! | -0.047353 | #VALUE! | #VALUE! | #VALUE! | #VALUE! | #VALUE! | #VALUE! | -0.00023297 | #VALUE! | #VALUE! | #VALUE! | #VALUE! | #VALUE! | #VALUE! | -0.010157 | #VALUE! | #VALUE! | #VALUE! | #VALUE! | #VALUE! | #VALUE! | -0.00083286 | #VALUE! | #VALUE! | #VALUE! | #VALUE! | #VALUE! | #VALUE! | 0.056336 | #VALUE! | #VALUE! | #VALUE! | #VALUE! | #VALUE! | #VALUE! | -0.07479 | #VALUE! | #VALUE! | #VALUE! | #VALUE! | #VALUE! | #VALUE! | 0.0017262 | #VALUE! | #VALUE! | #VALUE! | #VALUE! | #VALUE! | #VALUE! | 0.003336 | #VALUE! | #VALUE! | #VALUE! | #VALUE! | #VALUE! | #VALUE! | -0.025188 | #VALUE! | #VALUE! | #VALUE! | #VALUE! | #VALUE! | #VALUE! | 0.0069961 | #VALUE! | #VALUE! | #VALUE! | #VALUE! | #VALUE! | #VALUE! | 0.043606 | #VALUE! | #VALUE! | #VALUE! | #VALUE! | #VALUE! | #VALUE! | 0.18238 | #VALUE! | #VALUE! | #VALUE! | #VALUE! | #VALUE! | #VALUE! | 0.0041309 | #VALUE! | #VALUE! | #VALUE! | #VALUE! | #VALUE! | #VALUE! | 0.0018053 | #VALUE! | #VALUE! | #VALUE! | #VALUE! | #VALUE! | #VALUE! | -0.0149 | #VALUE! | #VALUE! | #VALUE! | #VALUE! | #VALUE! | #VALUE! | 0.0075571 | #VALUE! | #VALUE! | #VALUE! | #VALUE! | #VALUE! | #VALUE! | 0.045924 | #VALUE! | #VALUE! | #VALUE! | #VALUE! | #VALUE! | #VALUE! | 0.36311 | #VALUE! | #VALUE! | #VALUE! | #VALUE! | #VALUE! | #VALUE! | 0.0035293 | #VALUE! | #VALUE! | #VALUE! | #VALUE! | #VALUE! | #VALUE! | 0.00091165 | #VALUE! | #VALUE! | #VALUE! | #VALUE! | #VALUE! | #VALUE! | -1.2279 | #VALUE! | #VALUE! | #VALUE! | #VALUE! | #VALUE! | #VALUE! | 0.025889 | #VALUE! | #VALUE! | #VALUE! | #VALUE! | #VALUE! | #VALUE! | -0.0043739 | #VALUE! | #VALUE! | #VALUE! | #VALUE! | #VALUE! | #VALUE! | -0.57792 | #VALUE! | #VALUE! | #VALUE! | #VALUE! | #VALUE! | #VALUE! | 0.0016221 | #VALUE! | #VALUE! | #VALUE! | #VALUE! | #VALUE! | #VALUE! | -0.0043576 | #VALUE! | #VALUE! | #VALUE! | #VALUE! | #VALUE! | #VALUE! | -1.6224 | #VALUE! | #VALUE! | #VALUE! | #VALUE! | #VALUE! | #VALUE! | 0.028089 | #VALUE! | #VALUE! | #VALUE! | #VALUE! | #VALUE! | #VALUE! | 0.014513 | #VALUE! | #VALUE! | #VALUE! | #VALUE! | #VALUE! | #VALUE! | 0.028029 | #VALUE! | #VALUE! | #VALUE! | #VALUE! | #VALUE! | #VALUE! | 0.70752 | #VALUE! | #VALUE! | #VALUE! | #VALUE! | #VALUE! | #VALUE! | 0.0013033 | #VALUE! | #VALUE! | #VALUE! | #VALUE! | #VALUE! | #VALUE! | -1.9066 | #VALUE! | #VALUE! | #VALUE! | #VALUE! | #VALUE! | #VALUE! | 0.019978 | #VALUE! | #VALUE! | #VALUE! | #VALUE! | #VALUE! | #VALUE! | -0.0038216 | #VALUE! | #VALUE! | #VALUE! | #VALUE! | #VALUE! | #VALUE! | -1.0076 | #VALUE! | #VALUE! | #VALUE! | #VALUE! | #VALUE! | #VALUE! | 0.0096584 | #VALUE! | #VALUE! | #VALUE! | #VALUE! | #VALUE! | #VALUE! | -0.0035009 | #VALUE! | #VALUE! | #VALUE! | #VALUE! | #VALUE! | #VALUE! | 0.0012703 | #VALUE! | #VALUE! | #VALUE! | #VALUE! | #VALUE! | #VALUE! | -0.31936 | #VALUE! | #VALUE! | #VALUE! | #VALUE! | #VALUE! | #VALUE! | 0.048651 | #VALUE! | #VALUE! | #VALUE! | #VALUE! | #VALUE! | #VALUE! | 0.0089845 | #VALUE! | #VALUE! | #VALUE! | #VALUE! | #VALUE! | #VALUE! | -0.0044274 | #VALUE! | #VALUE! | #VALUE! | #VALUE! | #VALUE! | #VALUE! | 0.034083 | #VALUE! | #VALUE! | #VALUE! | #VALUE! | #VALUE! | #VALUE! | 0.0068865 | #VALUE! | #VALUE! | #VALUE! | #VALUE! | #VALUE! | #VALUE! | -0.20641 | #VALUE! | #VALUE! | #VALUE! | #VALUE! | #VALUE! | #VALUE! | 0.035287 | #VALUE! | #VALUE! | #VALUE! | #VALUE! | #VALUE! | #VALUE! | 0.013817 | #VALUE! | #VALUE! | #VALUE! | #VALUE! | #VALUE! | #VALUE! | -0.0026939 | #VALUE! | #VALUE! | #VALUE! | #VALUE! | #VALUE! | #VALUE! | 0.020128 | #VALUE! | #VALUE! | #VALUE! | #VALUE! | #VALUE! | #VALUE! | -0.0014551 | #VALUE! | #VALUE! | #VALUE! | #VALUE! | #VALUE! | #VALUE! | -0.29982 | #VALUE! | #VALUE! | #VALUE! | #VALUE! | #VALUE! | #VALUE! | 0.039961 | #VALUE! | #VALUE! | #VALUE! | #VALUE! | #VALUE! | #VALUE! | -0.03872 | #VALUE! | #VALUE! | #VALUE! | #VALUE! | #VALUE! | #VALUE! | 0.34809 | #VALUE! | #VALUE! | #VALUE! | #VALUE! | #VALUE! | #VALUE! | 0.010005 | #VALUE! | #VALUE! | #VALUE! | #VALUE! | #VALUE! | #VALUE! | -1.4548e-05 | #VALUE! | #VALUE! | #VALUE! | #VALUE! | #VALUE! | #VALUE! | 0.13689 | #VALUE! | #VALUE! | #VALUE! | #VALUE! | #VALUE! | #VALUE! | 1.8141e-09 | #VALUE! | #VALUE! | #VALUE! | #VALUE! | #VALUE! | #VALUE! | -3.8969e-05 | #VALUE! | #VALUE! | #VALUE! | #VALUE! | #VALUE! | #VALUE! | 0.13688 | #VALUE! | #VALUE! | #VALUE! | #VALUE! | #VALUE! | #VALUE! | -9.4973e-08 | #VALUE! | #VALUE! | #VALUE! | #VALUE! | #VALUE! | #VALUE! | -4.7478e-05 | #VALUE! | #VALUE! | #VALUE! | #VALUE! | #VALUE! | #VALUE! | 0.19103 | #VALUE! | #VALUE! | #VALUE! | #VALUE! | #VALUE! | #VALUE! | -3.0028e-11 | #VALUE! | #VALUE! | #VALUE! | #VALUE! | #VALUE! | #VALUE! | -4.8133e-05 | #VALUE! | #VALUE! | #VALUE! | #VALUE! | #VALUE! | #VALUE! | 0.11761 | #VALUE! | #VALUE! | #VALUE! | #VALUE! | #VALUE! | #VALUE! | -5.1895e-12 | #VALUE! | #VALUE! | #VALUE! | #VALUE! | #VALUE! | #VALUE! | -2.646e-05 | #VALUE! | #VALUE! | #VALUE! | #VALUE! | #VALUE! | #VALUE! | 0.15398 | #VALUE! | #VALUE! | #VALUE! | #VALUE! | #VALUE! | #VALUE! | 2.9577e-11 | #VALUE! | #VALUE! | #VALUE! | #VALUE! | #VALUE! | #VALUE! | -0.0019368 | #VALUE! | #VALUE! | #VALUE! | #VALUE! | #VALUE! | #VALUE! | 0.12673 | #VALUE! | #VALUE! | #VALUE! | #VALUE! | #VALUE! | #VALUE! | 1.077e-11 | #VALUE! | #VALUE! | #VALUE! | #VALUE! | #VALUE! | #VALUE! | -8.5442e-06 | #VALUE! | #VALUE! | #VALUE! | #VALUE! | #VALUE! | #VALUE! | 0.16878 | #VALUE! | #VALUE! | #VALUE! | #VALUE! | #VALUE! | #VALUE! | 5.014e-11 | #VALUE! | #VALUE! | #VALUE! | #VALUE! | #VALUE! | #VALUE! | 1.7865e-05 | #VALUE! | #VALUE! | #VALUE! | #VALUE! | #VALUE! | #VALUE! | 0.098324 | #VALUE! | #VALUE! | #VALUE! | #VALUE! | #VALUE! | #VALUE! | 1.6071e-08 | #VALUE! | #VALUE! | #VALUE! | #VALUE! | #VALUE! | #VALUE! | -7.8499e-05 | #VALUE! | #VALUE! | #VALUE! | #VALUE! | #VALUE! | #VALUE! | 0.25317 | #VALUE! | #VALUE! | #VALUE! | #VALUE! | #VALUE! | #VALUE! | -5.3803e-11 | #VALUE! | #VALUE! | #VALUE! | #VALUE! | #VALUE! | #VALUE! | -3.2036e-09 | #VALUE! | #VALUE! | #VALUE! | #VALUE! | #VALUE! | #VALUE! | 0.14883 | #VALUE! | #VALUE! | #VALUE! | #VALUE! | #VALUE! | #VALUE! | 1.7687e-11 | #VALUE! | #VALUE! | #VALUE! | #VALUE! | #VALUE! | #VALUE! | -0.00014841 | #VALUE! | #VALUE! | #VALUE! | #VALUE! | #VALUE! | #VALUE! | 0.40446 | #VALUE! | #VALUE! | #VALUE! | #VALUE! | #VALUE! | #VALUE! | -5.3363e-11 | #VALUE! | #VALUE! | #VALUE! | #VALUE! | #VALUE! | #VALUE! | -5.0445e-09 | #VALUE! | #VALUE! | #VALUE! | #VALUE! | #VALUE! | #VALUE! | 0.010602 | #VALUE! | #VALUE! | #VALUE! | #VALUE! | #VALUE! | #VALUE! | -8.4148e-12 | #VALUE! | #VALUE! | #VALUE! | #VALUE! | #VALUE! | #VALUE! | 1.4322e-07 | #VALUE! | #VALUE! | #VALUE! | #VALUE! | #VALUE! | #VALUE! | -4.6172e-07 | #VALUE! | #VALUE! | #VALUE! | #VALUE! | #VALUE! | #VALUE! | 8.0954e-11 | #VALUE! | #VALUE! | #VALUE! | #VALUE! | #VALUE! | #VALUE! | -6.3231e-06 | #VALUE! | #VALUE! | #VALUE! | #VALUE! | #VALUE! | #VALUE! | -8.6574e-08 | #VALUE! | #VALUE! | #VALUE! | #VALUE! | #VALUE! | #VALUE! | 2.4694e-11 | #VALUE! | #VALUE! | #VALUE! | #VALUE! | #VALUE! | #VALUE! | 2.4926e-07 | #VALUE! | #VALUE! | #VALUE! | #VALUE! | #VALUE! | #VALUE! | -3.5147e-07 | #VALUE! | #VALUE! | #VALUE! | #VALUE! | #VALUE! | #VALUE! | 8.7555e-11 | #VALUE! | #VALUE! | #VALUE! | #VALUE! | #VALUE! | #VALUE! | -0.15642 | #VALUE! | #VALUE! | #VALUE! | #VALUE! | #VALUE! | #VALUE! | -1.0915e-07 | #VALUE! | #VALUE! | #VALUE! | #VALUE! | #VALUE! | #VALUE! | -4.0117e-12 | #VALUE! | #VALUE! | #VALUE! | #VALUE! | #VALUE! | #VALUE! | 1.9655e-07 | #VALUE! | #VALUE! | #VALUE! | #VALUE! | #VALUE! | #VALUE! | -2.289e-07 | #VALUE! | #VALUE! | #VALUE! | #VALUE! | #VALUE! | #VALUE! | 4.1377e-11 | #VALUE! | #VALUE! | #VALUE! | #VALUE! | #VALUE! | #VALUE! | -9.8891e-09 | #VALUE! | #VALUE! | #VALUE! | #VALUE! | #VALUE! | #VALUE! | -1.1948e-07 | #VALUE! | #VALUE! | #VALUE! | #VALUE! | #VALUE! | #VALUE! | -4.0037e-05 | #VALUE! | #VALUE! | #VALUE! | #VALUE! | #VALUE! | #VALUE! | 7.5028e-07 | #VALUE! | #VALUE! | #VALUE! | #VALUE! | #VALUE! | #VALUE! | -3.3239e-07 | #VALUE! | #VALUE! | #VALUE! | #VALUE! | #VALUE! | #VALUE! | 9.6676e-11 | #VALUE! | #VALUE! | #VALUE! | #VALUE! | #VALUE! | #VALUE! | -0.093724 | #VALUE! | #VALUE! | #VALUE! | #VALUE! | #VALUE! | #VALUE! | -1.3458e-07 | #VALUE! | #VALUE! | #VALUE! | #VALUE! | #VALUE! | #VALUE! | -5.2158e-12 | #VALUE! | #VALUE! | #VALUE! | #VALUE! | #VALUE! | #VALUE! | -0.0085984 | #VALUE! | #VALUE! | #VALUE! | #VALUE! | #VALUE! | #VALUE! | 0.085754 | #VALUE! | #VALUE! | #VALUE! | #VALUE! | #VALUE! | #VALUE! | 1.2724e-10 | #VALUE! | #VALUE! | #VALUE! | #VALUE! | #VALUE! | #VALUE! | -1.8227e-08 | #VALUE! | #VALUE! | #VALUE! | #VALUE! | #VALUE! | #VALUE! | -1.1911e-07 | #VALUE! | #VALUE! | #VALUE! | #VALUE! | #VALUE! | #VALUE! | -5.9461e-12 | #VALUE! | #VALUE! | #VALUE! | #VALUE! | #VALUE! | #VALUE! | -8.6118e-08 | #VALUE! | #VALUE! | #VALUE! | #VALUE! | #VALUE! | #VALUE! | -2.9993e-07 | #VALUE! | #VALUE! | #VALUE! | #VALUE! | #VALUE! | #VALUE! | 1.1092e-10 | #VALUE! | #VALUE! | #VALUE! | #VALUE! | #VALUE! | #VALUE! | -9.9001e-08 | #VALUE! | #VALUE! | #VALUE! | #VALUE! | #VALUE! | #VALUE! | -8.175e-08 | #VALUE! | #VALUE! | #VALUE! | #VALUE! | #VALUE! | #VALUE! | -7.8619e-12 | #VALUE! | #VALUE! | #VALUE! | #VALUE! | #VALUE! | #VALUE!
|  |  | 0 | 0 | 0 | 0.64619 | #VALUE! | #VALUE! | #VALUE! | #VALUE! | #VALUE! | #VALUE! | 0.011067 | #VALUE! | #VALUE! | #VALUE! | #VALUE! | #VALUE! | #VALUE! | -0.0050582 | #VALUE! | #VALUE! | #VALUE! | #VALUE! | #VALUE! | #VALUE! | -0.020653 | #VALUE! | #VALUE! | #VALUE! | #VALUE! | #VALUE! | #VALUE! | -0.1255 | #VALUE! | #VALUE! | #VALUE! | #VALUE! | #VALUE! | #VALUE! | -0.0047734 | #VALUE! | #VALUE! | #VALUE! | #VALUE! | #VALUE! | #VALUE! | -0.0042292 | #VALUE! | #VALUE! | #VALUE! | #VALUE! | #VALUE! | #VALUE! | 0.00768 | #VALUE! | #VALUE! | #VALUE! | #VALUE! | #VALUE! | #VALUE! | 0.026607 | #VALUE! | #VALUE! | #VALUE! | #VALUE! | #VALUE! | #VALUE! | -0.044833 | #VALUE! | #VALUE! | #VALUE! | #VALUE! | #VALUE! | #VALUE! | -0.10185 | #VALUE! | #VALUE! | #VALUE! | #VALUE! | #VALUE! | #VALUE! | 0.01506 | #VALUE! | #VALUE! | #VALUE! | #VALUE! | #VALUE! | #VALUE! | 0.0057012 | #VALUE! | #VALUE! | #VALUE! | #VALUE! | #VALUE! | #VALUE! | 0.0061322 | #VALUE! | #VALUE! | #VALUE! | #VALUE! | #VALUE! | #VALUE! | 0.0081782 | #VALUE! | #VALUE! | #VALUE! | #VALUE! | #VALUE! | #VALUE! | 0.0083194 | #VALUE! | #VALUE! | #VALUE! | #VALUE! | #VALUE! | #VALUE! | 0.0043344 | #VALUE! | #VALUE! | #VALUE! | #VALUE! | #VALUE! | #VALUE! | -0.00028534 | #VALUE! | #VALUE! | #VALUE! | #VALUE! | #VALUE! | #VALUE! | -0.0051702 | #VALUE! | #VALUE! | #VALUE! | #VALUE! | #VALUE! | #VALUE! | 0.0043768 | #VALUE! | #VALUE! | #VALUE! | #VALUE! | #VALUE! | #VALUE! | 0.051097 | #VALUE! | #VALUE! | #VALUE! | #VALUE! | #VALUE! | #VALUE! | -0.045081 | #VALUE! | #VALUE! | #VALUE! | #VALUE! | #VALUE! | #VALUE! | 0.0017819 | #VALUE! | #VALUE! | #VALUE! | #VALUE! | #VALUE! | #VALUE! | 0.028748 | #VALUE! | #VALUE! | #VALUE! | #VALUE! | #VALUE! | #VALUE! | -0.0063626 | #VALUE! | #VALUE! | #VALUE! | #VALUE! | #VALUE! | #VALUE! | 0.0075017 | #VALUE! | #VALUE! | #VALUE! | #VALUE! | #VALUE! | #VALUE! | -2.7691e-06 | #VALUE! | #VALUE! | #VALUE! | #VALUE! | #VALUE! | #VALUE! | -0.06827 | #VALUE! | #VALUE! | #VALUE! | #VALUE! | #VALUE! | #VALUE! | -0.086761 | #VALUE! | #VALUE! | #VALUE! | #VALUE! | #VALUE! | #VALUE! | 0.00072129 | #VALUE! | #VALUE! | #VALUE! | #VALUE! | #VALUE! | #VALUE! | -0.018814 | #VALUE! | #VALUE! | #VALUE! | #VALUE! | #VALUE! | #VALUE! | 0.0067615 | #VALUE! | #VALUE! | #VALUE! | #VALUE! | #VALUE! | #VALUE! | 0.034853 | #VALUE! | #VALUE! | #VALUE! | #VALUE! | #VALUE! | #VALUE! | 0.12583 | #VALUE! | #VALUE! | #VALUE! | #VALUE! | #VALUE! | #VALUE! | -0.088405 | #VALUE! | #VALUE! | #VALUE! | #VALUE! | #VALUE! | #VALUE! | -5.7712e-06 | #VALUE! | #VALUE! | #VALUE! | #VALUE! | #VALUE! | #VALUE! | -1.1503 | #VALUE! | #VALUE! | #VALUE! | #VALUE! | #VALUE! | #VALUE! | 0.66118 | #VALUE! | #VALUE! | #VALUE! | #VALUE! | #VALUE! | #VALUE! | -0.0052184 | #VALUE! | #VALUE! | #VALUE! | #VALUE! | #VALUE! | #VALUE! | -0.8932 | #VALUE! | #VALUE! | #VALUE! | #VALUE! | #VALUE! | #VALUE! | 0.64546 | #VALUE! | #VALUE! | #VALUE! | #VALUE! | #VALUE! | #VALUE! | -0.0049062 | #VALUE! | #VALUE! | #VALUE! | #VALUE! | #VALUE! | #VALUE! | 0.0061052 | #VALUE! | #VALUE! | #VALUE! | #VALUE! | #VALUE! | #VALUE! | 0.78582 | #VALUE! | #VALUE! | #VALUE! | #VALUE! | #VALUE! | #VALUE! | -5.4356e-05 | #VALUE! | #VALUE! | #VALUE! | #VALUE! | #VALUE! | #VALUE! | 0.035689 | #VALUE! | #VALUE! | #VALUE! | #VALUE! | #VALUE! | #VALUE! | 0.71689 | #VALUE! | #VALUE! | #VALUE! | #VALUE! | #VALUE! | #VALUE! | 0.017424 | #VALUE! | #VALUE! | #VALUE! | #VALUE! | #VALUE! | #VALUE! | -2.281 | #VALUE! | #VALUE! | #VALUE! | #VALUE! | #VALUE! | #VALUE! | 0.57641 | #VALUE! | #VALUE! | #VALUE! | #VALUE! | #VALUE! | #VALUE! | -0.0038992 | #VALUE! | #VALUE! | #VALUE! | #VALUE! | #VALUE! | #VALUE! | 0.032917 | #VALUE! | #VALUE! | #VALUE! | #VALUE! | #VALUE! | #VALUE! | 0.62466 | #VALUE! | #VALUE! | #VALUE! | #VALUE! | #VALUE! | #VALUE! | -0.0041327 | #VALUE! | #VALUE! | #VALUE! | #VALUE! | #VALUE! | #VALUE! | -0.0011086 | #VALUE! | #VALUE! | #VALUE! | #VALUE! | #VALUE! | #VALUE! | 0.3422 | #VALUE! | #VALUE! | #VALUE! | #VALUE! | #VALUE! | #VALUE! | 0.049364 | #VALUE! | #VALUE! | #VALUE! | #VALUE! | #VALUE! | #VALUE! | 0.016256 | #VALUE! | #VALUE! | #VALUE! | #VALUE! | #VALUE! | #VALUE! | 0.54643 | #VALUE! | #VALUE! | #VALUE! | #VALUE! | #VALUE! | #VALUE! | 0.032241 | #VALUE! | #VALUE! | #VALUE! | #VALUE! | #VALUE! | #VALUE! | 0.0014861 | #VALUE! | #VALUE! | #VALUE! | #VALUE! | #VALUE! | #VALUE! | 0.60396 | #VALUE! | #VALUE! | #VALUE! | #VALUE! | #VALUE! | #VALUE! | 0.033466 | #VALUE! | #VALUE! | #VALUE! | #VALUE! | #VALUE! | #VALUE! | 0.016432 | #VALUE! | #VALUE! | #VALUE! | #VALUE! | #VALUE! | #VALUE! | 2.2992e-07 | #VALUE! | #VALUE! | #VALUE! | #VALUE! | #VALUE! | #VALUE! | 0.014421 | #VALUE! | #VALUE! | #VALUE! | #VALUE! | #VALUE! | #VALUE! | -0.00037282 | #VALUE! | #VALUE! | #VALUE! | #VALUE! | #VALUE! | #VALUE! | 0.016341 | #VALUE! | #VALUE! | #VALUE! | #VALUE! | #VALUE! | #VALUE! | 0.030253 | #VALUE! | #VALUE! | #VALUE! | #VALUE! | #VALUE! | #VALUE! | -0.043539 | #VALUE! | #VALUE! | #VALUE! | #VALUE! | #VALUE! | #VALUE! | 2.3695e-07 | #VALUE! | #VALUE! | #VALUE! | #VALUE! | #VALUE! | #VALUE! | -1.8059e-05 | #VALUE! | #VALUE! | #VALUE! | #VALUE! | #VALUE! | #VALUE! | 0.027173 | #VALUE! | #VALUE! | #VALUE! | #VALUE! | #VALUE! | #VALUE! | 0.0029372 | #VALUE! | #VALUE! | #VALUE! | #VALUE! | #VALUE! | #VALUE! | -3.4542e-11 | #VALUE! | #VALUE! | #VALUE! | #VALUE! | #VALUE! | #VALUE! | -0.00010772 | #VALUE! | #VALUE! | #VALUE! | #VALUE! | #VALUE! | #VALUE! | 0.016043 | #VALUE! | #VALUE! | #VALUE! | #VALUE! | #VALUE! | #VALUE! | -6.7038e-12 | #VALUE! | #VALUE! | #VALUE! | #VALUE! | #VALUE! | #VALUE! | -0.0024329 | #VALUE! | #VALUE! | #VALUE! | #VALUE! | #VALUE! | #VALUE! | -0.0019734 | #VALUE! | #VALUE! | #VALUE! | #VALUE! | #VALUE! | #VALUE! | -5.9212e-07 | #VALUE! | #VALUE! | #VALUE! | #VALUE! | #VALUE! | #VALUE! | -0.00010513 | #VALUE! | #VALUE! | #VALUE! | #VALUE! | #VALUE! | #VALUE! | -0.0012808 | #VALUE! | #VALUE! | #VALUE! | #VALUE! | #VALUE! | #VALUE! | -4.679e-12 | #VALUE! | #VALUE! | #VALUE! | #VALUE! | #VALUE! | #VALUE! | 0.018084 | #VALUE! | #VALUE! | #VALUE! | #VALUE! | #VALUE! | #VALUE! | -0.0013761 | #VALUE! | #VALUE! | #VALUE! | #VALUE! | #VALUE! | #VALUE! | -1.6406e-08 | #VALUE! | #VALUE! | #VALUE! | #VALUE! | #VALUE! | #VALUE! | -0.00010405 | #VALUE! | #VALUE! | #VALUE! | #VALUE! | #VALUE! | #VALUE! | -0.010589 | #VALUE! | #VALUE! | #VALUE! | #VALUE! | #VALUE! | #VALUE! | -7.1903e-09 | #VALUE! | #VALUE! | #VALUE! | #VALUE! | #VALUE! | #VALUE! | 0.031571 | #VALUE! | #VALUE! | #VALUE! | #VALUE! | #VALUE! | #VALUE! | -0.0019521 | #VALUE! | #VALUE! | #VALUE! | #VALUE! | #VALUE! | #VALUE! | -2.7432e-11 | #VALUE! | #VALUE! | #VALUE! | #VALUE! | #VALUE! | #VALUE! | -8.4219e-05 | #VALUE! | #VALUE! | #VALUE! | #VALUE! | #VALUE! | #VALUE! | 0.00084814 | #VALUE! | #VALUE! | #VALUE! | #VALUE! | #VALUE! | #VALUE! | 3.6557e-09 | #VALUE! | #VALUE! | #VALUE! | #VALUE! | #VALUE! | #VALUE! | 0.083682 | #VALUE! | #VALUE! | #VALUE! | #VALUE! | #VALUE! | #VALUE! | -0.0028637 | #VALUE! | #VALUE! | #VALUE! | #VALUE! | #VALUE! | #VALUE! | -4.5268e-11 | #VALUE! | #VALUE! | #VALUE! | #VALUE! | #VALUE! | #VALUE! | 6.2091e-06 | #VALUE! | #VALUE! | #VALUE! | #VALUE! | #VALUE! | #VALUE! | -0.00607 | #VALUE! | #VALUE! | #VALUE! | #VALUE! | #VALUE! | #VALUE! | 4.2044e-09 | #VALUE! | #VALUE! | #VALUE! | #VALUE! | #VALUE! | #VALUE! | 0.041764 | #VALUE! | #VALUE! | #VALUE! | #VALUE! | #VALUE! | #VALUE! | -0.0039838 | #VALUE! | #VALUE! | #VALUE! | #VALUE! | #VALUE! | #VALUE! | -1.4649e-11 | #VALUE! | #VALUE! | #VALUE! | #VALUE! | #VALUE! | #VALUE! | 1.6618e-05 | #VALUE! | #VALUE! | #VALUE! | #VALUE! | #VALUE! | #VALUE! | 0.0073547 | #VALUE! | #VALUE! | #VALUE! | #VALUE! | #VALUE! | #VALUE! | 4.4249e-09 | #VALUE! | #VALUE! | #VALUE! | #VALUE! | #VALUE! | #VALUE! | 1.3446e-06 | #VALUE! | #VALUE! | #VALUE! | #VALUE! | #VALUE! | #VALUE! | -4.3191e-07 | #VALUE! | #VALUE! | #VALUE! | #VALUE! | #VALUE! | #VALUE! | -3.1097e-11 | #VALUE! | #VALUE! | #VALUE! | #VALUE! | #VALUE! | #VALUE! | 4.5595e-08 | #VALUE! | #VALUE! | #VALUE! | #VALUE! | #VALUE! | #VALUE! | -9.4865e-08 | #VALUE! | #VALUE! | #VALUE! | #VALUE! | #VALUE! | #VALUE! | 2.3038e-11 | #VALUE! | #VALUE! | #VALUE! | #VALUE! | #VALUE! | #VALUE! | 2.1119e-07 | #VALUE! | #VALUE! | #VALUE! | #VALUE! | #VALUE! | #VALUE! | -4.0027e-07 | #VALUE! | #VALUE! | #VALUE! | #VALUE! | #VALUE! | #VALUE! | 8.3185e-11 | #VALUE! | #VALUE! | #VALUE! | #VALUE! | #VALUE! | #VALUE! | 8.4626e-08 | #VALUE! | #VALUE! | #VALUE! | #VALUE! | #VALUE! | #VALUE! | -1.1331e-07 | #VALUE! | #VALUE! | #VALUE! | #VALUE! | #VALUE! | #VALUE! | 2.0014e-11 | #VALUE! | #VALUE! | #VALUE! | #VALUE! | #VALUE! | #VALUE! | 1.322e-07 | #VALUE! | #VALUE! | #VALUE! | #VALUE! | #VALUE! | #VALUE! | -3.1832e-07 | #VALUE! | #VALUE! | #VALUE! | #VALUE! | #VALUE! | #VALUE! | 5.6522e-11 | #VALUE! | #VALUE! | #VALUE! | #VALUE! | #VALUE! | #VALUE! | 3.9689e-08 | #VALUE! | #VALUE! | #VALUE! | #VALUE! | #VALUE! | #VALUE! | -1.3026e-07 | #VALUE! | #VALUE! | #VALUE! | #VALUE! | #VALUE! | #VALUE! | 7.568e-08 | #VALUE! | #VALUE! | #VALUE! | #VALUE! | #VALUE! | #VALUE! | 1.585e-07 | #VALUE! | #VALUE! | #VALUE! | #VALUE! | #VALUE! | #VALUE! | -4.1739e-07 | #VALUE! | #VALUE! | #VALUE! | #VALUE! | #VALUE! | #VALUE! | 8.9681e-11 | #VALUE! | #VALUE! | #VALUE! | #VALUE! | #VALUE! | #VALUE! | -1.0893e-08 | #VALUE! | #VALUE! | #VALUE! | #VALUE! | #VALUE! | #VALUE! | -1.4632e-07 | #VALUE! | #VALUE! | #VALUE! | #VALUE! | #VALUE! | #VALUE! | 1.7434e-11 | #VALUE! | #VALUE! | #VALUE! | #VALUE! | #VALUE! | #VALUE! | -0.0082647 | #VALUE! | #VALUE! | #VALUE! | #VALUE! | #VALUE! | #VALUE! | -4.704e-07 | #VALUE! | #VALUE! | #VALUE! | #VALUE! | #VALUE! | #VALUE! | 9.5537e-11 | #VALUE! | #VALUE! | #VALUE! | #VALUE! | #VALUE! | #VALUE! | -1.0321e-08 | #VALUE! | #VALUE! | #VALUE! | #VALUE! | #VALUE! | #VALUE! | -1.4038e-07 | #VALUE! | #VALUE! | #VALUE! | #VALUE! | #VALUE! | #VALUE! | 1.9335e-07 | #VALUE! | #VALUE! | #VALUE! | #VALUE! | #VALUE! | #VALUE! | -0.0048842 | #VALUE! | #VALUE! | #VALUE! | #VALUE! | #VALUE! | #VALUE! | -4.1155e-07 | #VALUE! | #VALUE! | #VALUE! | #VALUE! | #VALUE! | #VALUE! | 9.4383e-11 | #VALUE! | #VALUE! | #VALUE! | #VALUE! | #VALUE! | #VALUE! | 5.6043e-08 | #VALUE! | #VALUE! | #VALUE! | #VALUE! | #VALUE! | #VALUE! | 1.55e-07 | #VALUE! | #VALUE! | #VALUE! | #VALUE! | #VALUE! | #VALUE! | -9.6273e-12 | #VALUE! | #VALUE! | #VALUE! | #VALUE! | #VALUE! | #VALUE! | 5.575e-05 | #VALUE! | #VALUE! | #VALUE! | #VALUE! | #VALUE! | #VALUE! | 0.0047015 | #VALUE! | #VALUE! | #VALUE! | #VALUE! | #VALUE! | #VALUE! | -2.6606e-05 | #VALUE! | #VALUE! | #VALUE! | #VALUE! | #VALUE! | #VALUE! | -0.00026415 | #VALUE! | #VALUE! | #VALUE! | #VALUE! | #VALUE! | #VALUE! | 0.0043174 | #VALUE! | #VALUE! | #VALUE! | #VALUE! | #VALUE! | #VALUE! | -0.00026679 | #VALUE! | #VALUE! | #VALUE! | #VALUE! | #VALUE! | #VALUE! | 2.6486e-05 | #VALUE! | #VALUE! | #VALUE! | #VALUE! | #VALUE! | #VALUE! | 0.0044299 | #VALUE! | #VALUE! | #VALUE! | #VALUE! | #VALUE! | #VALUE! | -3.018e-05 | #VALUE! | #VALUE! | #VALUE! | #VALUE! | #VALUE! | #VALUE! | 0.00012638 | #VALUE! | #VALUE! | #VALUE! | #VALUE! | #VALUE! | #VALUE! | 0.004278 | #VALUE! | #VALUE! | #VALUE! | #VALUE! | #VALUE! | #VALUE! | -4.1505e-10 | #VALUE! | #VALUE! | #VALUE! | #VALUE! | #VALUE! | #VALUE! | 0.0015733 | #VALUE! | #VALUE! | #VALUE! | #VALUE! | #VALUE! | #VALUE! | -0.0011836 | #VALUE! | #VALUE! | #VALUE! | #VALUE! | #VALUE! | #VALUE! | -1.8748e-05 | #VALUE! | #VALUE! | #VALUE! | #VALUE! | #VALUE! | #VALUE! | 8.2946e-05 | #VALUE! | #VALUE! | #VALUE! | #VALUE! | #VALUE! | #VALUE! | 0.0028573 | #VALUE! | #VALUE! | #VALUE! | #VALUE! | #VALUE! | #VALUE! | 1.0475e-06 | #VALUE! | #VALUE! | #VALUE! | #VALUE! | #VALUE! | #VALUE! | 1.6774e-05 | #VALUE! | #VALUE! | #VALUE! | #VALUE! | #VALUE! | #VALUE! | 0.015192 | #VALUE! | #VALUE! | #VALUE! | #VALUE! | #VALUE! | #VALUE! | -8.7932e-05 | #VALUE! | #VALUE! | #VALUE! | #VALUE! | #VALUE! | #VALUE! | 0.00013458 | #VALUE! | #VALUE! | #VALUE! | #VALUE! | #VALUE! | #VALUE! | 0.0027721 | #VALUE! | #VALUE! | #VALUE! | #VALUE! | #VALUE! | #VALUE! | -1.972e-06 | #VALUE! | #VALUE! | #VALUE! | #VALUE! | #VALUE! | #VALUE! | 1.961e-05 | #VALUE! | #VALUE! | #VALUE! | #VALUE! | #VALUE! | #VALUE! | -0.0014921 | #VALUE! | #VALUE! | #VALUE! | #VALUE! | #VALUE! | #VALUE! | -2.198e-05 | #VALUE! | #VALUE! | #VALUE! | #VALUE! | #VALUE! | #VALUE! | -6.5361e-08 | #VALUE! | #VALUE! | #VALUE! | #VALUE! | #VALUE! | #VALUE! | 0.088302 | #VALUE! | #VALUE! | #VALUE! | #VALUE! | #VALUE! | #VALUE! | 9.2908e-07 | #VALUE! | #VALUE! | #VALUE! | #VALUE! | #VALUE! | #VALUE! | 2.6505e-05 | #VALUE! | #VALUE! | #VALUE! | #VALUE! | #VALUE! | #VALUE! | -0.0013588 | #VALUE! | #VALUE! | #VALUE! | #VALUE! | #VALUE! | #VALUE! | -1.2176e-05 | #VALUE! | #VALUE! | #VALUE! | #VALUE! | #VALUE! | #VALUE! | -0.00054376 | #VALUE! | #VALUE! | #VALUE! | #VALUE! | #VALUE! | #VALUE! | 0.085177 | #VALUE! | #VALUE! | #VALUE! | #VALUE! | #VALUE! | #VALUE! | 1.4597e-06 | #VALUE! | #VALUE! | #VALUE! | #VALUE! | #VALUE! | #VALUE! | -0.00055328 | #VALUE! | #VALUE! | #VALUE! | #VALUE! | #VALUE! | #VALUE! | 0.018822 | #VALUE! | #VALUE! | #VALUE! | #VALUE! | #VALUE! | #VALUE! | 2.5805e-05 | #VALUE! | #VALUE! | #VALUE! | #VALUE! | #VALUE! | #VALUE! | 0.0014674 | #VALUE! | #VALUE! | #VALUE! | #VALUE! | #VALUE! | #VALUE! | 0.62213 | #VALUE! | #VALUE! | #VALUE! | #VALUE! | #VALUE! | #VALUE! | 9.9906e-06 | #VALUE! | #VALUE! | #VALUE! | #VALUE! | #VALUE! | #VALUE! | -0.0020177 | #VALUE! | #VALUE! | #VALUE! | #VALUE! | #VALUE! | #VALUE! | -4.0639e-07 | #VALUE! | #VALUE! | #VALUE! | #VALUE! | #VALUE! | #VALUE! | 2.3221e-05 | #VALUE! | #VALUE! | #VALUE! | #VALUE! | #VALUE! | #VALUE! | 6.0051e-05 | #VALUE! | #VALUE! | #VALUE! | #VALUE! | #VALUE! | #VALUE! | 0.01032 | #VALUE! | #VALUE! | #VALUE! | #VALUE! | #VALUE! | #VALUE! | -6.5217e-07 | #VALUE! | #VALUE! | #VALUE! | #VALUE! | #VALUE! | #VALUE! | 0.0030502 | #VALUE! | #VALUE! | #VALUE! | #VALUE! | #VALUE! | #VALUE! | -3.6764e-07 | #VALUE! | #VALUE! | #VALUE! | #VALUE! | #VALUE! | #VALUE! | 8.3449e-05 | #VALUE! | #VALUE! | #VALUE! | #VALUE! | #VALUE! | #VALUE! | 0.0028094 | #VALUE! | #VALUE! | #VALUE! | #VALUE! | #VALUE! | #VALUE! | 0.0098566 | #VALUE! | #VALUE! | #VALUE! | #VALUE! | #VALUE! | #VALUE! | 3.2294e-05 | #VALUE! | #VALUE! | #VALUE! | #VALUE! | #VALUE! | #VALUE! | -3.0048e-06 | #VALUE! | #VALUE! | #VALUE! | #VALUE! | #VALUE! | #VALUE! | 0.019355 | #VALUE! | #VALUE! | #VALUE! | #VALUE! | #VALUE! | #VALUE! | -3.0839e-05 | #VALUE! | #VALUE! | #VALUE! | #VALUE! | #VALUE! | #VALUE! | 6.7206e-05 | #VALUE! | #VALUE! | #VALUE! | #VALUE! | #VALUE! | #VALUE! | 0.07659 | #VALUE! | #VALUE! | #VALUE! | #VALUE! | #VALUE! | #VALUE! | -3.0635e-08 | #VALUE! | #VALUE! | #VALUE! | #VALUE! | #VALUE! | #VALUE! | -9.5818e-06 | #VALUE! | #VALUE! | #VALUE! | #VALUE! | #VALUE! | #VALUE! | 0.021841 | #VALUE! | #VALUE! | #VALUE! | #VALUE! | #VALUE! | #VALUE! | 6.4346e-05 | #VALUE! | #VALUE! | #VALUE! | #VALUE! | #VALUE! | #VALUE! | 0.00020443 | #VALUE! | #VALUE! | #VALUE! | #VALUE! | #VALUE! | #VALUE! | 0.0050478 | #VALUE! | #VALUE! | #VALUE! | #VALUE! | #VALUE! | #VALUE! | -7.2169e-06 | #VALUE! | #VALUE! | #VALUE! | #VALUE! | #VALUE! | #VALUE! | 8.732e-06 | #VALUE! | #VALUE! | #VALUE! | #VALUE! | #VALUE! | #VALUE! | 0.021106 | #VALUE! | #VALUE! | #VALUE! | #VALUE! | #VALUE! | #VALUE! | 3.3515e-05 | #VALUE! | #VALUE! | #VALUE! | #VALUE! | #VALUE! | #VALUE! | -0.00028202 | #VALUE! | #VALUE! | #VALUE! | #VALUE! | #VALUE! | #VALUE! | 0.0092367 | #VALUE! | #VALUE! | #VALUE! | #VALUE! | #VALUE! | #VALUE! | 7.8251e-05 | #VALUE! | #VALUE! | #VALUE! | #VALUE! | #VALUE! | #VALUE! | -0.013601 | #VALUE! | #VALUE! | #VALUE! | #VALUE! | #VALUE! | #VALUE! | 5.279e-07 | #VALUE! | #VALUE! | #VALUE! | #VALUE! | #VALUE! | #VALUE! | -1.4313e-08 | #VALUE! | #VALUE! | #VALUE! | #VALUE! | #VALUE! | #VALUE! | -0.0033359 | #VALUE! | #VALUE! | #VALUE! | #VALUE! | #VALUE! | #VALUE! | 1.4942e-07 | #VALUE! | #VALUE! | #VALUE! | #VALUE! | #VALUE! | #VALUE! | -6.1254e-12 | #VALUE! | #VALUE! | #VALUE! | #VALUE! | #VALUE! | #VALUE! | -0.0094926 | #VALUE! | #VALUE! | #VALUE! | #VALUE! | #VALUE! | #VALUE! | 5.0011e-07 | #VALUE! | #VALUE! | #VALUE! | #VALUE! | #VALUE! | #VALUE! | 4.7855e-11 | #VALUE! | #VALUE! | #VALUE! | #VALUE! | #VALUE! | #VALUE! | -0.0023993 | #VALUE! | #VALUE! | #VALUE! | #VALUE! | #VALUE! | #VALUE! | 1.5208e-07 | #VALUE! | #VALUE! | #VALUE! | #VALUE! | #VALUE! | #VALUE! | 1.7003e-11 | #VALUE! | #VALUE! | #VALUE! | #VALUE! | #VALUE! | #VALUE! | -0.0098962 | #VALUE! | #VALUE! | #VALUE! | #VALUE! | #VALUE! | #VALUE! | 0.013576 | #VALUE! | #VALUE! | #VALUE! | #VALUE! | #VALUE! | #VALUE! | 1.3186e-09 | #VALUE! | #VALUE! | #VALUE! | #VALUE! | #VALUE! | #VALUE! | -3.1739e-08 | #VALUE! | #VALUE! | #VALUE! | #VALUE! | #VALUE! | #VALUE! | 1.4111e-07 | #VALUE! | #VALUE! | #VALUE! | #VALUE! | #VALUE! | #VALUE! | -4.3421e-12 | #VALUE! | #VALUE! | #VALUE! | #VALUE! | #VALUE! | #VALUE! | -0.011026 | #VALUE! | #VALUE! | #VALUE! | #VALUE! | #VALUE! | #VALUE! | 0.0091066 | #VALUE! | #VALUE! | #VALUE! | #VALUE! | #VALUE! | #VALUE! | 2.6945e-09 | #VALUE! | #VALUE! | #VALUE! | #VALUE! | #VALUE! | #VALUE! | -0.0020059 | #VALUE! | #VALUE! | #VALUE! | #VALUE! | #VALUE! | #VALUE! | 1.6134e-07 | #VALUE! | #VALUE! | #VALUE! | #VALUE! | #VALUE! | #VALUE! | 2.0992e-11 | #VALUE! | #VALUE! | #VALUE! | #VALUE! | #VALUE! | #VALUE! | -0.010378 | #VALUE! | #VALUE! | #VALUE! | #VALUE! | #VALUE! | #VALUE! | 0.014787 | #VALUE! | #VALUE! | #VALUE! | #VALUE! | #VALUE! | #VALUE! | 4.2305e-11 | #VALUE! | #VALUE! | #VALUE! | #VALUE! | #VALUE! | #VALUE! | 1.4661e-09 | #VALUE! | #VALUE! | #VALUE! | #VALUE! | #VALUE! | #VALUE! | 2.882e-07 | #VALUE! | #VALUE! | #VALUE! | #VALUE! | #VALUE! | #VALUE! | -7.0312e-12 | #VALUE! | #VALUE! | #VALUE! | #VALUE! | #VALUE! | #VALUE! | -0.012073 | #VALUE! | #VALUE! | #VALUE! | #VALUE! | #VALUE! | #VALUE! | 0.019129 | #VALUE! | #VALUE! | #VALUE! | #VALUE! | #VALUE! | #VALUE! | 4.4437e-11 | #VALUE! | #VALUE! | #VALUE! | #VALUE! | #VALUE! | #VALUE! | 1.782e-09 | #VALUE! | #VALUE! | #VALUE! | #VALUE! | #VALUE! | #VALUE! | 3.4456e-07 | #VALUE! | #VALUE! | #VALUE! | #VALUE! | #VALUE! | #VALUE! | 2.0228e-11 | #VALUE! | #VALUE! | #VALUE! | #VALUE! | #VALUE! | #VALUE! | 2.4416e-07 | #VALUE! | #VALUE! | #VALUE! | #VALUE! | #VALUE! | #VALUE! | -1.8263e-06 | #VALUE! | #VALUE! | #VALUE! | #VALUE! | #VALUE! | #VALUE! | -0.00014441 | #VALUE! | #VALUE! | #VALUE! | #VALUE! | #VALUE! | #VALUE! | 6.4504e-06 | #VALUE! | #VALUE! | #VALUE! | #VALUE! | #VALUE! | #VALUE! | 3.8613e-07 | #VALUE! | #VALUE! | #VALUE! | #VALUE! | #VALUE! | #VALUE! | -3.2854e-11 | #VALUE! | #VALUE! | #VALUE! | #VALUE! | #VALUE! | #VALUE! | 8.1631e-07 | #VALUE! | #VALUE! | #VALUE! | #VALUE! | #VALUE! | #VALUE! | -1.7643e-06 | #VALUE! | #VALUE! | #VALUE! | #VALUE! | #VALUE! | #VALUE! | -0.00014866 | #VALUE! | #VALUE! | #VALUE! | #VALUE! | #VALUE! | #VALUE! | 8.4902e-06 | #VALUE! | #VALUE! | #VALUE! | #VALUE! | #VALUE! | #VALUE! | 4.2101e-07 | #VALUE! | #VALUE! | #VALUE! | #VALUE! | #VALUE! | #VALUE! | 2.0049e-11 | #VALUE! | #VALUE! | #VALUE! | #VALUE! | #VALUE! | #VALUE! | 7.1485e-07 | #VALUE! | #VALUE! | #VALUE! | #VALUE! | #VALUE! | #VALUE! | 0.00011222 | #VALUE! | #VALUE! | #VALUE! | #VALUE! | #VALUE! | #VALUE! | -8.6997e-05 | #VALUE! | #VALUE! | #VALUE! | #VALUE! | #VALUE! | #VALUE! | -0.11766 | #VALUE! | #VALUE! | #VALUE! | #VALUE! | #VALUE! | #VALUE! | 3.0817e-07 | #VALUE! | #VALUE! | #VALUE! | #VALUE! | #VALUE! | #VALUE! | 2.2484e-09 | #VALUE! | #VALUE! | #VALUE! | #VALUE! | #VALUE! | #VALUE! | -4.7503e-06 | #VALUE! | #VALUE! | #VALUE! | #VALUE! | #VALUE! | #VALUE! | 9.7593e-05 | #VALUE! | #VALUE! | #VALUE! | #VALUE! | #VALUE! | #VALUE! | -0.00019467 | #VALUE! | #VALUE! | #VALUE! | #VALUE! | #VALUE! | #VALUE! | -0.20337 | #VALUE! | #VALUE! | #VALUE! | #VALUE! | #VALUE! | #VALUE! | 2.8846e-07 | #VALUE! | #VALUE! | #VALUE! | #VALUE! | #VALUE! | #VALUE! | 2.2817e-11 | #VALUE! | #VALUE! | #VALUE! | #VALUE! | #VALUE! | #VALUE! | -3.2991e-08 | #VALUE! | #VALUE! | #VALUE! | #VALUE! | #VALUE! | #VALUE! | -1.029e-07 | #VALUE! | #VALUE! | #VALUE! | #VALUE! | #VALUE! | #VALUE! | -0.00021653 | #VALUE! | #VALUE! | #VALUE! | #VALUE! | #VALUE! | #VALUE! | 4.0001e-08 | #VALUE! | #VALUE! | #VALUE! | #VALUE! | #VALUE! | #VALUE! | 5.2708e-07 | #VALUE! | #VALUE! | #VALUE! | #VALUE! | #VALUE! | #VALUE! | 2.9349e-11 | #VALUE! | #VALUE! | #VALUE! | #VALUE! | #VALUE! | #VALUE! | 2.3373e-07 | #VALUE! | #VALUE! | #VALUE! | #VALUE! | #VALUE! | #VALUE! | -2.0769 | #VALUE! | #VALUE! | #VALUE! | #VALUE! | #VALUE! | #VALUE! | -0.00018361 | #VALUE! | #VALUE! | #VALUE! | #VALUE! | #VALUE! | #VALUE! | -0.2211 | #VALUE! | #VALUE! | #VALUE! | #VALUE! | #VALUE! | #VALUE! | 7.6804e-07 | #VALUE! | #VALUE! | #VALUE! | #VALUE! | #VALUE! | #VALUE! | 2.5062e-11 | #VALUE! | #VALUE! | #VALUE! | #VALUE! | #VALUE! | #VALUE!
|  |  | 0 | 0 | 0 | 0.0005066 | #VALUE! | #VALUE! | #VALUE! | #VALUE! | #VALUE! | #VALUE! | -0.0010097 | #VALUE! | #VALUE! | #VALUE! | #VALUE! | #VALUE! | #VALUE! | 7.112e-06 | #VALUE! | #VALUE! | #VALUE! | #VALUE! | #VALUE! | #VALUE! | -1.1527e-05 | #VALUE! | #VALUE! | #VALUE! | #VALUE! | #VALUE! | #VALUE! | 0.10196 | #VALUE! | #VALUE! | #VALUE! | #VALUE! | #VALUE! | #VALUE! | -1.5113e-06 | #VALUE! | #VALUE! | #VALUE! | #VALUE! | #VALUE! | #VALUE! | -1.2947e-05 | #VALUE! | #VALUE! | #VALUE! | #VALUE! | #VALUE! | #VALUE! | 0.15191 | #VALUE! | #VALUE! | #VALUE! | #VALUE! | #VALUE! | #VALUE! | -1.2197e-05 | #VALUE! | #VALUE! | #VALUE! | #VALUE! | #VALUE! | #VALUE! | 5.1722e-05 | #VALUE! | #VALUE! | #VALUE! | #VALUE! | #VALUE! | #VALUE! | 0.12016 | #VALUE! | #VALUE! | #VALUE! | #VALUE! | #VALUE! | #VALUE! | -1.2673e-05 | #VALUE! | #VALUE! | #VALUE! | #VALUE! | #VALUE! | #VALUE! | -3.0241e-05 | #VALUE! | #VALUE! | #VALUE! | #VALUE! | #VALUE! | #VALUE! | 0.12945 | #VALUE! | #VALUE! | #VALUE! | #VALUE! | #VALUE! | #VALUE! | 1.2602e-06 | #VALUE! | #VALUE! | #VALUE! | #VALUE! | #VALUE! | #VALUE! | 1.9528e-05 | #VALUE! | #VALUE! | #VALUE! | #VALUE! | #VALUE! | #VALUE! | 0.071752 | #VALUE! | #VALUE! | #VALUE! | #VALUE! | #VALUE! | #VALUE! | 8.628e-07 | #VALUE! | #VALUE! | #VALUE! | #VALUE! | #VALUE! | #VALUE! | -1.6487e-05 | #VALUE! | #VALUE! | #VALUE! | #VALUE! | #VALUE! | #VALUE! | 0.093071 | #VALUE! | #VALUE! | #VALUE! | #VALUE! | #VALUE! | #VALUE! | -7.7881e-08 | #VALUE! | #VALUE! | #VALUE! | #VALUE! | #VALUE! | #VALUE! | 5.2298e-05 | #VALUE! | #VALUE! | #VALUE! | #VALUE! | #VALUE! | #VALUE! | 0.0619 | #VALUE! | #VALUE! | #VALUE! | #VALUE! | #VALUE! | #VALUE! | -2.0913e-05 | #VALUE! | #VALUE! | #VALUE! | #VALUE! | #VALUE! | #VALUE! | -1.4439e-05 | #VALUE! | #VALUE! | #VALUE! | #VALUE! | #VALUE! | #VALUE! | 0.15278 | #VALUE! | #VALUE! | #VALUE! | #VALUE! | #VALUE! | #VALUE! | -9.5209e-08 | #VALUE! | #VALUE! | #VALUE! | #VALUE! | #VALUE! | #VALUE! | 4.4203e-05 | #VALUE! | #VALUE! | #VALUE! | #VALUE! | #VALUE! | #VALUE! | 0.088018 | #VALUE! | #VALUE! | #VALUE! | #VALUE! | #VALUE! | #VALUE! | -2.064e-06 | #VALUE! | #VALUE! | #VALUE! | #VALUE! | #VALUE! | #VALUE! | -1.7163e-05 | #VALUE! | #VALUE! | #VALUE! | #VALUE! | #VALUE! | #VALUE! | 0.13838 | #VALUE! | #VALUE! | #VALUE! | #VALUE! | #VALUE! | #VALUE! | 3.8153e-06 | #VALUE! | #VALUE! | #VALUE! | #VALUE! | #VALUE! | #VALUE! | -4.657e-05 | #VALUE! | #VALUE! | #VALUE! | #VALUE! | #VALUE! | #VALUE! | 0.07255 | #VALUE! | #VALUE! | #VALUE! | #VALUE! | #VALUE! | #VALUE! | 2.1125e-09 | #VALUE! | #VALUE! | #VALUE! | #VALUE! | #VALUE! | #VALUE! | 0.00090844 | #VALUE! | #VALUE! | #VALUE! | #VALUE! | #VALUE! | #VALUE! | 0.017804 | #VALUE! | #VALUE! | #VALUE! | #VALUE! | #VALUE! | #VALUE! | 9.5137e-06 | #VALUE! | #VALUE! | #VALUE! | #VALUE! | #VALUE! | #VALUE! | 0.0013304 | #VALUE! | #VALUE! | #VALUE! | #VALUE! | #VALUE! | #VALUE! | 0.014557 | #VALUE! | #VALUE! | #VALUE! | #VALUE! | #VALUE! | #VALUE! | -1.0806e-06 | #VALUE! | #VALUE! | #VALUE! | #VALUE! | #VALUE! | #VALUE! | -1.4361e-05 | #VALUE! | #VALUE! | #VALUE! | #VALUE! | #VALUE! | #VALUE! | 0.022303 | #VALUE! | #VALUE! | #VALUE! | #VALUE! | #VALUE! | #VALUE! | -8.2689e-08 | #VALUE! | #VALUE! | #VALUE! | #VALUE! | #VALUE! | #VALUE! | 2.8385e-05 | #VALUE! | #VALUE! | #VALUE! | #VALUE! | #VALUE! | #VALUE! | 1.9803e-07 | #VALUE! | #VALUE! | #VALUE! | #VALUE! | #VALUE! | #VALUE! | -6.6551e-05 | #VALUE! | #VALUE! | #VALUE! | #VALUE! | #VALUE! | #VALUE! | 0.0025317 | #VALUE! | #VALUE! | #VALUE! | #VALUE! | #VALUE! | #VALUE! | 0.017228 | #VALUE! | #VALUE! | #VALUE! | #VALUE! | #VALUE! | #VALUE! | 4.7704e-05 | #VALUE! | #VALUE! | #VALUE! | #VALUE! | #VALUE! | #VALUE! | 1.8391e-05 | #VALUE! | #VALUE! | #VALUE! | #VALUE! | #VALUE! | #VALUE! | 2.1385e-07 | #VALUE! | #VALUE! | #VALUE! | #VALUE! | #VALUE! | #VALUE! | -1.7765e-05 | #VALUE! | #VALUE! | #VALUE! | #VALUE! | #VALUE! | #VALUE! | -8.7545e-06 | #VALUE! | #VALUE! | #VALUE! | #VALUE! | #VALUE! | #VALUE! | 0.013139 | #VALUE! | #VALUE! | #VALUE! | #VALUE! | #VALUE! | #VALUE! | -4.9876e-08 | #VALUE! | #VALUE! | #VALUE! | #VALUE! | #VALUE! | #VALUE! | 2.0741e-05 | #VALUE! | #VALUE! | #VALUE! | #VALUE! | #VALUE! | #VALUE! | 1.5495e-07 | #VALUE! | #VALUE! | #VALUE! | #VALUE! | #VALUE! | #VALUE! | -8.2985e-06 | #VALUE! | #VALUE! | #VALUE! | #VALUE! | #VALUE! | #VALUE! | -3.5347e-06 | #VALUE! | #VALUE! | #VALUE! | #VALUE! | #VALUE! | #VALUE! | 0.017749 | #VALUE! | #VALUE! | #VALUE! | #VALUE! | #VALUE! | #VALUE! | 1.18e-05 | #VALUE! | #VALUE! | #VALUE! | #VALUE! | #VALUE! | #VALUE! | 2.4564e-05 | #VALUE! | #VALUE! | #VALUE! | #VALUE! | #VALUE! | #VALUE! | 0.010657 | #VALUE! | #VALUE! | #VALUE! | #VALUE! | #VALUE! | #VALUE! | 4.8429e-06 | #VALUE! | #VALUE! | #VALUE! | #VALUE! | #VALUE! | #VALUE! | -9.604e-06 | #VALUE! | #VALUE! | #VALUE! | #VALUE! | #VALUE! | #VALUE! | -4.4182e-07 | #VALUE! | #VALUE! | #VALUE! | #VALUE! | #VALUE! | #VALUE! | 7.9402e-05 | #VALUE! | #VALUE! | #VALUE! | #VALUE! | #VALUE! | #VALUE! | -4.496e-05 | #VALUE! | #VALUE! | #VALUE! | #VALUE! | #VALUE! | #VALUE! | 0.0098162 | #VALUE! | #VALUE! | #VALUE! | #VALUE! | #VALUE! | #VALUE! | 2.3315e-08 | #VALUE! | #VALUE! | #VALUE! | #VALUE! | #VALUE! | #VALUE! | -0.012115 | #VALUE! | #VALUE! | #VALUE! | #VALUE! | #VALUE! | #VALUE! | 0.013443 | #VALUE! | #VALUE! | #VALUE! | #VALUE! | #VALUE! | #VALUE! | 5.2174e-11 | #VALUE! | #VALUE! | #VALUE! | #VALUE! | #VALUE! | #VALUE! | -0.0017894 | #VALUE! | #VALUE! | #VALUE! | #VALUE! | #VALUE! | #VALUE! | 1.3294e-07 | #VALUE! | #VALUE! | #VALUE! | #VALUE! | #VALUE! | #VALUE! | 1.6231e-11 | #VALUE! | #VALUE! | #VALUE! | #VALUE! | #VALUE! | #VALUE! | -0.008401 | #VALUE! | #VALUE! | #VALUE! | #VALUE! | #VALUE! | #VALUE! | 4.8837e-07 | #VALUE! | #VALUE! | #VALUE! | #VALUE! | #VALUE! | #VALUE! | -2.7897e-11 | #VALUE! | #VALUE! | #VALUE! | #VALUE! | #VALUE! | #VALUE! | -0.002159 | #VALUE! | #VALUE! | #VALUE! | #VALUE! | #VALUE! | #VALUE! | 2.3018e-07 | #VALUE! | #VALUE! | #VALUE! | #VALUE! | #VALUE! | #VALUE! | -4.5225e-12 | #VALUE! | #VALUE! | #VALUE! | #VALUE! | #VALUE! | #VALUE! | -0.0082822 | #VALUE! | #VALUE! | #VALUE! | #VALUE! | #VALUE! | #VALUE! | 6.3162e-07 | #VALUE! | #VALUE! | #VALUE! | #VALUE! | #VALUE! | #VALUE! | -4.1964e-11 | #VALUE! | #VALUE! | #VALUE! | #VALUE! | #VALUE! | #VALUE! | -0.0012603 | #VALUE! | #VALUE! | #VALUE! | #VALUE! | #VALUE! | #VALUE! | 1.7343e-07 | #VALUE! | #VALUE! | #VALUE! | #VALUE! | #VALUE! | #VALUE! | -5.3564e-12 | #VALUE! | #VALUE! | #VALUE! | #VALUE! | #VALUE! | #VALUE! | -0.0081809 | #VALUE! | #VALUE! | #VALUE! | #VALUE! | #VALUE! | #VALUE! | 0.011734 | #VALUE! | #VALUE! | #VALUE! | #VALUE! | #VALUE! | #VALUE! | 7.6293e-11 | #VALUE! | #VALUE! | #VALUE! | #VALUE! | #VALUE! | #VALUE! | -0.0012207 | #VALUE! | #VALUE! | #VALUE! | #VALUE! | #VALUE! | #VALUE! | 1.9313e-07 | #VALUE! | #VALUE! | #VALUE! | #VALUE! | #VALUE! | #VALUE! | -5.9434e-12 | #VALUE! | #VALUE! | #VALUE! | #VALUE! | #VALUE! | #VALUE! | -0.01034 | #VALUE! | #VALUE! | #VALUE! | #VALUE! | #VALUE! | #VALUE! | 0.015861 | #VALUE! | #VALUE! | #VALUE! | #VALUE! | #VALUE! | #VALUE! | 6.9921e-11 | #VALUE! | #VALUE! | #VALUE! | #VALUE! | #VALUE! | #VALUE! | -5.3526e-09 | #VALUE! | #VALUE! | #VALUE! | #VALUE! | #VALUE! | #VALUE! | 2.4688e-07 | #VALUE! | #VALUE! | #VALUE! | #VALUE! | #VALUE! | #VALUE! | 1.2935e-11 | #VALUE! | #VALUE! | #VALUE! | #VALUE! | #VALUE! | #VALUE! | 5.6168e-07 | #VALUE! | #VALUE! | #VALUE! | #VALUE! | #VALUE! | #VALUE! | 0.020314 | #VALUE! | #VALUE! | #VALUE! | #VALUE! | #VALUE! | #VALUE! | -3.7878e-11 | #VALUE! | #VALUE! | #VALUE! | #VALUE! | #VALUE! | #VALUE! | 4.5876e-09 | #VALUE! | #VALUE! | #VALUE! | #VALUE! | #VALUE! | #VALUE! | 2.3226e-07 | #VALUE! | #VALUE! | #VALUE! | #VALUE! | #VALUE! | #VALUE! | 1.1696e-11 | #VALUE! | #VALUE! | #VALUE! | #VALUE! | #VALUE! | #VALUE! | -9.6392e-06 | #VALUE! | #VALUE! | #VALUE! | #VALUE! | #VALUE! | #VALUE! | -4.0052e-07 | #VALUE! | #VALUE! | #VALUE! | #VALUE! | #VALUE! | #VALUE! | 5.1111e-11 | #VALUE! | #VALUE! | #VALUE! | #VALUE! | #VALUE! | #VALUE! | 2.3142e-07 | #VALUE! | #VALUE! | #VALUE! | #VALUE! | #VALUE! | #VALUE! | -1.0559e-07 | #VALUE! | #VALUE! | #VALUE! | #VALUE! | #VALUE! | #VALUE! | 5.0622e-10 | #VALUE! | #VALUE! | #VALUE! | #VALUE! | #VALUE! | #VALUE! | 1.2514e-06 | #VALUE! | #VALUE! | #VALUE! | #VALUE! | #VALUE! | #VALUE! | -3.5261e-07 | #VALUE! | #VALUE! | #VALUE! | #VALUE! | #VALUE! | #VALUE! | 2.0395e-09 | #VALUE! | #VALUE! | #VALUE! | #VALUE! | #VALUE! | #VALUE! | -4.6873e-06 | #VALUE! | #VALUE! | #VALUE! | #VALUE! | #VALUE! | #VALUE! | -1.0432e-07 | #VALUE! | #VALUE! | #VALUE! | #VALUE! | #VALUE! | #VALUE! | -5.7196e-11 | #VALUE! | #VALUE! | #VALUE! | #VALUE! | #VALUE! | #VALUE! | 2.7614e-07 | #VALUE! | #VALUE! | #VALUE! | #VALUE! | #VALUE! | #VALUE! | -4.1996e-07 | #VALUE! | #VALUE! | #VALUE! | #VALUE! | #VALUE! | #VALUE! | -7.2546e-11 | #VALUE! | #VALUE! | #VALUE! | #VALUE! | #VALUE! | #VALUE! | 9.9542e-08 | #VALUE! | #VALUE! | #VALUE! | #VALUE! | #VALUE! | #VALUE! | 3.1114e-07 | #VALUE! | #VALUE! | #VALUE! | #VALUE! | #VALUE! | #VALUE! | -5.5181e-07 | #VALUE! | #VALUE! | #VALUE! | #VALUE! | #VALUE! | #VALUE! | 2.9207e-07 | #VALUE! | #VALUE! | #VALUE! | #VALUE! | #VALUE! | #VALUE! | -2.986e-07 | #VALUE! | #VALUE! | #VALUE! | #VALUE! | #VALUE! | #VALUE! | 2.7837e-09 | #VALUE! | #VALUE! | #VALUE! | #VALUE! | #VALUE! | #VALUE! | 5.8807e-08 | #VALUE! | #VALUE! | #VALUE! | #VALUE! | #VALUE! | #VALUE! | -9.4297e-08 | #VALUE! | #VALUE! | #VALUE! | #VALUE! | #VALUE! | #VALUE! | -6.9391e-11 | #VALUE! | #VALUE! | #VALUE! | #VALUE! | #VALUE! | #VALUE! | 1.4141e-07 | #VALUE! | #VALUE! | #VALUE! | #VALUE! | #VALUE! | #VALUE! | 5.6048e-07 | #VALUE! | #VALUE! | #VALUE! | #VALUE! | #VALUE! | #VALUE! | 2.4253e-09 | #VALUE! | #VALUE! | #VALUE! | #VALUE! | #VALUE! | #VALUE! | 5.6378e-08 | #VALUE! | #VALUE! | #VALUE! | #VALUE! | #VALUE! | #VALUE! | 5.315e-07 | #VALUE! | #VALUE! | #VALUE! | #VALUE! | #VALUE! | #VALUE! | -7.8677e-12 | #VALUE! | #VALUE! | #VALUE! | #VALUE! | #VALUE! | #VALUE! | -6.1543e-08 | #VALUE! | #VALUE! | #VALUE! | #VALUE! | #VALUE! | #VALUE! | 8.395e-07 | #VALUE! | #VALUE! | #VALUE! | #VALUE! | #VALUE! | #VALUE! | 1.2335e-10 | #VALUE! | #VALUE! | #VALUE! | #VALUE! | #VALUE! | #VALUE! | 1.4227e-05 | #VALUE! | #VALUE! | #VALUE! | #VALUE! | #VALUE! | #VALUE! | 2.0104e-06 | #VALUE! | #VALUE! | #VALUE! | #VALUE! | #VALUE! | #VALUE! | 2.781e-11 | #VALUE! | #VALUE! | #VALUE! | #VALUE! | #VALUE! | #VALUE! | -1.0697e-06 | #VALUE! | #VALUE! | #VALUE! | #VALUE! | #VALUE! | #VALUE! | 0.017553 | #VALUE! | #VALUE! | #VALUE! | #VALUE! | #VALUE! | #VALUE! | 1.0457e-07 | #VALUE! | #VALUE! | #VALUE! | #VALUE! | #VALUE! | #VALUE! | -0.0093701 | #VALUE! | #VALUE! | #VALUE! | #VALUE! | #VALUE! | #VALUE! | 1.7245e-07 | #VALUE! | #VALUE! | #VALUE! | #VALUE! | #VALUE! | #VALUE! | -3.9319e-08 | #VALUE! | #VALUE! | #VALUE! | #VALUE! | #VALUE! | #VALUE! | 8.3258e-08 | #VALUE! | #VALUE! | #VALUE! | #VALUE! | #VALUE! | #VALUE! | 0.021581 | #VALUE! | #VALUE! | #VALUE! | #VALUE! | #VALUE! | #VALUE! | -7.0946e-08 | #VALUE! | #VALUE! | #VALUE! | #VALUE! | #VALUE! | #VALUE! | 7.7454e-08 | #VALUE! | #VALUE! | #VALUE! | #VALUE! | #VALUE! | #VALUE! | 2.0635e-07 | #VALUE! | #VALUE! | #VALUE! | #VALUE! | #VALUE! | #VALUE! | 2.4771e-09 | #VALUE! | #VALUE! | #VALUE! | #VALUE! | #VALUE! | #VALUE! | -0.045897 | #VALUE! | #VALUE! | #VALUE! | #VALUE! | #VALUE! | #VALUE! | 0.015935 | #VALUE! | #VALUE! | #VALUE! | #VALUE! | #VALUE! | #VALUE! | -0.0010612 | #VALUE! | #VALUE! | #VALUE! | #VALUE! | #VALUE! | #VALUE! | 0.00083127 | #VALUE! | #VALUE! | #VALUE! | #VALUE! | #VALUE! | #VALUE! | 1.6079e-07 | #VALUE! | #VALUE! | #VALUE! | #VALUE! | #VALUE! | #VALUE! | -2.0715e-05 | #VALUE! | #VALUE! | #VALUE! | #VALUE! | #VALUE! | #VALUE! | 6.5533e-08 | #VALUE! | #VALUE! | #VALUE! | #VALUE! | #VALUE! | #VALUE! | -3.49e-07 | #VALUE! | #VALUE! | #VALUE! | #VALUE! | #VALUE! | #VALUE! | -2.5642e-08 | #VALUE! | #VALUE! | #VALUE! | #VALUE! | #VALUE! | #VALUE! | 4.2179e-08 | #VALUE! | #VALUE! | #VALUE! | #VALUE! | #VALUE! | #VALUE! | 1.6608e-07 | #VALUE! | #VALUE! | #VALUE! | #VALUE! | #VALUE! | #VALUE! | -8.3846e-10 | #VALUE! | #VALUE! | #VALUE! | #VALUE! | #VALUE! | #VALUE! | 3.236e-08 | #VALUE! | #VALUE! | #VALUE! | #VALUE! | #VALUE! | #VALUE! | 0.020613 | #VALUE! | #VALUE! | #VALUE! | #VALUE! | #VALUE! | #VALUE! | -8.9555e-08 | #VALUE! | #VALUE! | #VALUE! | #VALUE! | #VALUE! | #VALUE! | 3.0681e-07 | #VALUE! | #VALUE! | #VALUE! | #VALUE! | #VALUE! | #VALUE! | 2.3474e-07 | #VALUE! | #VALUE! | #VALUE! | #VALUE! | #VALUE! | #VALUE! | -6.7556e-10 | #VALUE! | #VALUE! | #VALUE! | #VALUE! | #VALUE! | #VALUE! | 6.45e-08 | #VALUE! | #VALUE! | #VALUE! | #VALUE! | #VALUE! | #VALUE! | 0.018495 | #VALUE! | #VALUE! | #VALUE! | #VALUE! | #VALUE! | #VALUE! | -1.4244e-07 | #VALUE! | #VALUE! | #VALUE! | #VALUE! | #VALUE! | #VALUE! | -1.5729e-07 | #VALUE! | #VALUE! | #VALUE! | #VALUE! | #VALUE! | #VALUE! | 2.492e-07 | #VALUE! | #VALUE! | #VALUE! | #VALUE! | #VALUE! | #VALUE! | -4.8561e-09 | #VALUE! | #VALUE! | #VALUE! | #VALUE! | #VALUE! | #VALUE! | -1.0465e-06 | #VALUE! | #VALUE! | #VALUE! | #VALUE! | #VALUE! | #VALUE! | -2.1563e-07 | #VALUE! | #VALUE! | #VALUE! | #VALUE! | #VALUE! | #VALUE! | 1.0376e-07 | #VALUE! | #VALUE! | #VALUE! | #VALUE! | #VALUE! | #VALUE! | 8.0863e-07 | #VALUE! | #VALUE! | #VALUE! | #VALUE! | #VALUE! | #VALUE! | 0.0083174 | #VALUE! | #VALUE! | #VALUE! | #VALUE! | #VALUE! | #VALUE! | -4.4542e-08 | #VALUE! | #VALUE! | #VALUE! | #VALUE! | #VALUE! | #VALUE! | -2.8976e-06 | #VALUE! | #VALUE! | #VALUE! | #VALUE! | #VALUE! | #VALUE! | -2.2176e-06 | #VALUE! | #VALUE! | #VALUE! | #VALUE! | #VALUE! | #VALUE! | -9.4287e-08 | #VALUE! | #VALUE! | #VALUE! | #VALUE! | #VALUE! | #VALUE! | 5.8858e-08 | #VALUE! | #VALUE! | #VALUE! | #VALUE! | #VALUE! | #VALUE! | -1.5237e-07 | #VALUE! | #VALUE! | #VALUE! | #VALUE! | #VALUE! | #VALUE! | -3.2996e-10 | #VALUE! | #VALUE! | #VALUE! | #VALUE! | #VALUE! | #VALUE! | -0.09645 | #VALUE! | #VALUE! | #VALUE! | #VALUE! | #VALUE! | #VALUE! | -1.59e-06 | #VALUE! | #VALUE! | #VALUE! | #VALUE! | #VALUE! | #VALUE! | -0.0011673 | #VALUE! | #VALUE! | #VALUE! | #VALUE! | #VALUE! | #VALUE! | -2.1967e-07 | #VALUE! | #VALUE! | #VALUE! | #VALUE! | #VALUE! | #VALUE! | -1.3964e-07 | #VALUE! | #VALUE! | #VALUE! | #VALUE! | #VALUE! | #VALUE! | -2.1759e-08 | #VALUE! | #VALUE! | #VALUE! | #VALUE! | #VALUE! | #VALUE! | 1.1103e-08 | #VALUE! | #VALUE! | #VALUE! | #VALUE! | #VALUE! | #VALUE! | -3.712e-07 | #VALUE! | #VALUE! | #VALUE! | #VALUE! | #VALUE! | #VALUE! | -9.7789e-08 | #VALUE! | #VALUE! | #VALUE! | #VALUE! | #VALUE! | #VALUE! | 5.549e-08 | #VALUE! | #VALUE! | #VALUE! | #VALUE! | #VALUE! | #VALUE! | 0.0079034 | #VALUE! | #VALUE! | #VALUE! | #VALUE! | #VALUE! | #VALUE! | -7.0907e-09 | #VALUE! | #VALUE! | #VALUE! | #VALUE! | #VALUE! | #VALUE! | 7.9856e-08 | #VALUE! | #VALUE! | #VALUE! | #VALUE! | #VALUE! | #VALUE! | -4.1748e-07 | #VALUE! | #VALUE! | #VALUE! | #VALUE! | #VALUE! | #VALUE! | -1.2095e-07 | #VALUE! | #VALUE! | #VALUE! | #VALUE! | #VALUE! | #VALUE! | 4.4872e-08 | #VALUE! | #VALUE! | #VALUE! | #VALUE! | #VALUE! | #VALUE! | 7.8375e-07 | #VALUE! | #VALUE! | #VALUE! | #VALUE! | #VALUE! | #VALUE! | -7.786e-09 | #VALUE! | #VALUE! | #VALUE! | #VALUE! | #VALUE! | #VALUE! | -0.0005042 | #VALUE! | #VALUE! | #VALUE! | #VALUE! | #VALUE! | #VALUE! | -3.8742e-07 | #VALUE! | #VALUE! | #VALUE! | #VALUE! | #VALUE! | #VALUE! | 0.0012737 | #VALUE! | #VALUE! | #VALUE! | #VALUE! | #VALUE! | #VALUE! | -1.4917e-07 | #VALUE! | #VALUE! | #VALUE! | #VALUE! | #VALUE! | #VALUE! | -1.7332e-07 | #VALUE! | #VALUE! | #VALUE! | #VALUE! | #VALUE! | #VALUE! | -5.6539e-08 | #VALUE! | #VALUE! | #VALUE! | #VALUE! | #VALUE! | #VALUE! | -1.1234e-07 | #VALUE! | #VALUE! | #VALUE! | #VALUE! | #VALUE! | #VALUE! | 0.013485 | #VALUE! | #VALUE! | #VALUE! | #VALUE! | #VALUE! | #VALUE! | 2.3405e-05 | #VALUE! | #VALUE! | #VALUE! | #VALUE! | #VALUE! | #VALUE! | -2.8903e-08 | #VALUE! | #VALUE! | #VALUE! | #VALUE! | #VALUE! | #VALUE! | 0.007625 | #VALUE! | #VALUE! | #VALUE! | #VALUE! | #VALUE! | #VALUE! | 1.6869e-11 | #VALUE! | #VALUE! | #VALUE! | #VALUE! | #VALUE! | #VALUE! | -1.1316e-07 | #VALUE! | #VALUE! | #VALUE! | #VALUE! | #VALUE! | #VALUE! | 0.013649 | #VALUE! | #VALUE! | #VALUE! | #VALUE! | #VALUE! | #VALUE! | -7.9637e-09 | #VALUE! | #VALUE! | #VALUE! | #VALUE! | #VALUE! | #VALUE! | -3.2886e-08 | #VALUE! | #VALUE! | #VALUE! | #VALUE! | #VALUE! | #VALUE! | 0.0081313 | #VALUE! | #VALUE! | #VALUE! | #VALUE! | #VALUE! | #VALUE! | -3.934e-11 | #VALUE! | #VALUE! | #VALUE! | #VALUE! | #VALUE! | #VALUE! | -6.6304e-07 | #VALUE! | #VALUE! | #VALUE! | #VALUE! | #VALUE! | #VALUE! | -2.3661e-06 | #VALUE! | #VALUE! | #VALUE! | #VALUE! | #VALUE! | #VALUE! | -1.1221e-08 | #VALUE! | #VALUE! | #VALUE! | #VALUE! | #VALUE! | #VALUE! | 1.5689e-08 | #VALUE! | #VALUE! | #VALUE! | #VALUE! | #VALUE! | #VALUE! | 0.0099961 | #VALUE! | #VALUE! | #VALUE! | #VALUE! | #VALUE! | #VALUE! | 6.7914e-12 | #VALUE! | #VALUE! | #VALUE! | #VALUE! | #VALUE! | #VALUE! | 3.1121e-07 | #VALUE! | #VALUE! | #VALUE! | #VALUE! | #VALUE! | #VALUE! | -6.9594e-07 | #VALUE! | #VALUE! | #VALUE! | #VALUE! | #VALUE! | #VALUE! | 3.8595e-09 | #VALUE! | #VALUE! | #VALUE! | #VALUE! | #VALUE! | #VALUE! | -3.0251e-08 | #VALUE! | #VALUE! | #VALUE! | #VALUE! | #VALUE! | #VALUE! | 0.0080368 | #VALUE! | #VALUE! | #VALUE! | #VALUE! | #VALUE! | #VALUE! | 1.0686e-11 | #VALUE! | #VALUE! | #VALUE! | #VALUE! | #VALUE! | #VALUE! | -1.8897e-07 | #VALUE! | #VALUE! | #VALUE! | #VALUE! | #VALUE! | #VALUE! | -1.9602e-06 | #VALUE! | #VALUE! | #VALUE! | #VALUE! | #VALUE! | #VALUE! | -1.071e-08 | #VALUE! | #VALUE! | #VALUE! | #VALUE! | #VALUE! | #VALUE! | -1.4193e-08 | #VALUE! | #VALUE! | #VALUE! | #VALUE! | #VALUE! | #VALUE! | 0.008911 | #VALUE! | #VALUE! | #VALUE! | #VALUE! | #VALUE! | #VALUE! | 2.031e-11 | #VALUE! | #VALUE! | #VALUE! | #VALUE! | #VALUE! | #VALUE! | 7.4366e-07 | #VALUE! | #VALUE! | #VALUE! | #VALUE! | #VALUE! | #VALUE! | -2.8884e-06 | #VALUE! | #VALUE! | #VALUE! | #VALUE! | #VALUE! | #VALUE! | -8.875e-09 | #VALUE! | #VALUE! | #VALUE! | #VALUE! | #VALUE! | #VALUE! | -1.8277e-08 | #VALUE! | #VALUE! | #VALUE! | #VALUE! | #VALUE! | #VALUE! | 0.0089435 | #VALUE! | #VALUE! | #VALUE! | #VALUE! | #VALUE! | #VALUE! | -3.7785e-11 | #VALUE! | #VALUE! | #VALUE! | #VALUE! | #VALUE! | #VALUE! | 8.9966e-07 | #VALUE! | #VALUE! | #VALUE! | #VALUE! | #VALUE! | #VALUE! | 9.2639e-05 | #VALUE! | #VALUE! | #VALUE! | #VALUE! | #VALUE! | #VALUE! | 1.7832e-09 | #VALUE! | #VALUE! | #VALUE! | #VALUE! | #VALUE! | #VALUE! | -0.13383 | #VALUE! | #VALUE! | #VALUE! | #VALUE! | #VALUE! | #VALUE! | -9.0866e-07 | #VALUE! | #VALUE! | #VALUE! | #VALUE! | #VALUE! | #VALUE! | -5.8368e-05 | #VALUE! | #VALUE! | #VALUE! | #VALUE! | #VALUE! | #VALUE! | -2.2013e-05 | #VALUE! | #VALUE! | #VALUE! | #VALUE! | #VALUE! | #VALUE! | 0.00011047 | #VALUE! | #VALUE! | #VALUE! | #VALUE! | #VALUE! | #VALUE! | 2.4468e-09 | #VALUE! | #VALUE! | #VALUE! | #VALUE! | #VALUE! | #VALUE! | 3.0978e-05 | #VALUE! | #VALUE! | #VALUE! | #VALUE! | #VALUE! | #VALUE! | -1.084e-06 | #VALUE! | #VALUE! | #VALUE! | #VALUE! | #VALUE! | #VALUE! | -6.0358e-11 | #VALUE! | #VALUE! | #VALUE! | #VALUE! | #VALUE! | #VALUE! | -5.5081e-06 | #VALUE! | #VALUE! | #VALUE! | #VALUE! | #VALUE! | #VALUE! | -0.00049182 | #VALUE! | #VALUE! | #VALUE! | #VALUE! | #VALUE! | #VALUE! | -2.444e-08 | #VALUE! | #VALUE! | #VALUE! | #VALUE! | #VALUE! | #VALUE! | -7.1704e-06 | #VALUE! | #VALUE! | #VALUE! | #VALUE! | #VALUE! | #VALUE! | -9.8103e-07 | #VALUE! | #VALUE! | #VALUE! | #VALUE! | #VALUE! | #VALUE! | -2.3606e-08 | #VALUE! | #VALUE! | #VALUE! | #VALUE! | #VALUE! | #VALUE! | -3.4532e-05 | #VALUE! | #VALUE! | #VALUE! | #VALUE! | #VALUE! | #VALUE! | -0.00042848 | #VALUE! | #VALUE! | #VALUE! | #VALUE! | #VALUE! | #VALUE! | 2.5977e-09 | #VALUE! | #VALUE! | #VALUE! | #VALUE! | #VALUE! | #VALUE! | 4.7499e-06 | #VALUE! | #VALUE! | #VALUE! | #VALUE! | #VALUE! | #VALUE! | -1.0101e-06 | #VALUE! | #VALUE! | #VALUE! | #VALUE! | #VALUE! | #VALUE! | -7.0175e-11 | #VALUE! | #VALUE! | #VALUE! | #VALUE! | #VALUE! | #VALUE! | 2.7748e-07 | #VALUE! | #VALUE! | #VALUE! | #VALUE! | #VALUE! | #VALUE! | 9.8734e-06 | #VALUE! | #VALUE! | #VALUE! | #VALUE! | #VALUE! | #VALUE! | 3.0275e-09 | #VALUE! | #VALUE! | #VALUE! | #VALUE! | #VALUE! | #VALUE! | -0.19198 | #VALUE! | #VALUE! | #VALUE! | #VALUE! | #VALUE! | #VALUE! | -1.3223e-06 | #VALUE! | #VALUE! | #VALUE! | #VALUE! | #VALUE! | #VALUE! | -6.5813e-11 | #VALUE! | #VALUE! | #VALUE! | #VALUE! | #VALUE! | #VALUE! | 3.6928e-07 | #VALUE! | #VALUE! | #VALUE! | #VALUE! | #VALUE! | #VALUE! | 0.00021695 | #VALUE! | #VALUE! | #VALUE! | #VALUE! | #VALUE! | #VALUE! | 2.8401e-09 | #VALUE! | #VALUE! | #VALUE! | #VALUE! | #VALUE! | #VALUE! | 4.6634e-06 | #VALUE! | #VALUE! | #VALUE! | #VALUE! | #VALUE! | #VALUE! | -1.5833e-06 | #VALUE! | #VALUE! | #VALUE! | #VALUE! | #VALUE! | #VALUE! | -6.3063e-11 | #VALUE! | #VALUE! | #VALUE! | #VALUE! | #VALUE! | #VALUE!
|  |  | 0 | 0 | 0 | -1.5078e-06 | #VALUE! | #VALUE! | #VALUE! | #VALUE! | #VALUE! | #VALUE! | 0.013884 | #VALUE! | #VALUE! | #VALUE! | #VALUE! | #VALUE! | #VALUE! | -6.0923e-08 | #VALUE! | #VALUE! | #VALUE! | #VALUE! | #VALUE! | #VALUE! | -2.9118e-08 | #VALUE! | #VALUE! | #VALUE! | #VALUE! | #VALUE! | #VALUE! | 1.6759e-07 | #VALUE! | #VALUE! | #VALUE! | #VALUE! | #VALUE! | #VALUE! | -4.1153e-08 | #VALUE! | #VALUE! | #VALUE! | #VALUE! | #VALUE! | #VALUE! | 3.6378e-08 | #VALUE! | #VALUE! | #VALUE! | #VALUE! | #VALUE! | #VALUE! | 0.018232 | #VALUE! | #VALUE! | #VALUE! | #VALUE! | #VALUE! | #VALUE! | -5.8669e-08 | #VALUE! | #VALUE! | #VALUE! | #VALUE! | #VALUE! | #VALUE! | -1.0043e-07 | #VALUE! | #VALUE! | #VALUE! | #VALUE! | #VALUE! | #VALUE! | 2.1383e-07 | #VALUE! | #VALUE! | #VALUE! | #VALUE! | #VALUE! | #VALUE! | 0.00018447 | #VALUE! | #VALUE! | #VALUE! | #VALUE! | #VALUE! | #VALUE! | 0.0004708 | #VALUE! | #VALUE! | #VALUE! | #VALUE! | #VALUE! | #VALUE! | 0.009044 | #VALUE! | #VALUE! | #VALUE! | #VALUE! | #VALUE! | #VALUE! | 2.829e-08 | #VALUE! | #VALUE! | #VALUE! | #VALUE! | #VALUE! | #VALUE! | -5.6937e-08 | #VALUE! | #VALUE! | #VALUE! | #VALUE! | #VALUE! | #VALUE! | 1.3354e-07 | #VALUE! | #VALUE! | #VALUE! | #VALUE! | #VALUE! | #VALUE! | -1.9033e-09 | #VALUE! | #VALUE! | #VALUE! | #VALUE! | #VALUE! | #VALUE! | 4.6158e-08 | #VALUE! | #VALUE! | #VALUE! | #VALUE! | #VALUE! | #VALUE! | 0.010038 | #VALUE! | #VALUE! | #VALUE! | #VALUE! | #VALUE! | #VALUE! | -2.0625e-08 | #VALUE! | #VALUE! | #VALUE! | #VALUE! | #VALUE! | #VALUE! | -7.5569e-08 | #VALUE! | #VALUE! | #VALUE! | #VALUE! | #VALUE! | #VALUE! | 1.4973e-07 | #VALUE! | #VALUE! | #VALUE! | #VALUE! | #VALUE! | #VALUE! | 0.00025583 | #VALUE! | #VALUE! | #VALUE! | #VALUE! | #VALUE! | #VALUE! | 2.2535e-08 | #VALUE! | #VALUE! | #VALUE! | #VALUE! | #VALUE! | #VALUE! | 0.014055 | #VALUE! | #VALUE! | #VALUE! | #VALUE! | #VALUE! | #VALUE! | 2.1368e-06 | #VALUE! | #VALUE! | #VALUE! | #VALUE! | #VALUE! | #VALUE! | 1.2479e-07 | #VALUE! | #VALUE! | #VALUE! | #VALUE! | #VALUE! | #VALUE! | 1.8894e-07 | #VALUE! | #VALUE! | #VALUE! | #VALUE! | #VALUE! | #VALUE! | -2.5735e-09 | #VALUE! | #VALUE! | #VALUE! | #VALUE! | #VALUE! | #VALUE! | 9.8244e-08 | #VALUE! | #VALUE! | #VALUE! | #VALUE! | #VALUE! | #VALUE! | 0.013731 | #VALUE! | #VALUE! | #VALUE! | #VALUE! | #VALUE! | #VALUE! | -3.4845e-08 | #VALUE! | #VALUE! | #VALUE! | #VALUE! | #VALUE! | #VALUE! | -6.4025e-07 | #VALUE! | #VALUE! | #VALUE! | #VALUE! | #VALUE! | #VALUE! | 1.8787e-07 | #VALUE! | #VALUE! | #VALUE! | #VALUE! | #VALUE! | #VALUE! | -5.5594e-09 | #VALUE! | #VALUE! | #VALUE! | #VALUE! | #VALUE! | #VALUE! | -0.019859 | #VALUE! | #VALUE! | #VALUE! | #VALUE! | #VALUE! | #VALUE! | -2.9502e-07 | #VALUE! | #VALUE! | #VALUE! | #VALUE! | #VALUE! | #VALUE! | -7.2558e-08 | #VALUE! | #VALUE! | #VALUE! | #VALUE! | #VALUE! | #VALUE! | 5.621e-07 | #VALUE! | #VALUE! | #VALUE! | #VALUE! | #VALUE! | #VALUE! | -8.3138e-08 | #VALUE! | #VALUE! | #VALUE! | #VALUE! | #VALUE! | #VALUE! | -4.3999e-08 | #VALUE! | #VALUE! | #VALUE! | #VALUE! | #VALUE! | #VALUE! | 9.6661e-05 | #VALUE! | #VALUE! | #VALUE! | #VALUE! | #VALUE! | #VALUE! | -4.2174e-07 | #VALUE! | #VALUE! | #VALUE! | #VALUE! | #VALUE! | #VALUE! | -1.6843e-08 | #VALUE! | #VALUE! | #VALUE! | #VALUE! | #VALUE! | #VALUE! | -4.935e-08 | #VALUE! | #VALUE! | #VALUE! | #VALUE! | #VALUE! | #VALUE! | 0.011837 | #VALUE! | #VALUE! | #VALUE! | #VALUE! | #VALUE! | #VALUE! | -4.968e-09 | #VALUE! | #VALUE! | #VALUE! | #VALUE! | #VALUE! | #VALUE! | -0.054629 | #VALUE! | #VALUE! | #VALUE! | #VALUE! | #VALUE! | #VALUE! | -3.4126e-07 | #VALUE! | #VALUE! | #VALUE! | #VALUE! | #VALUE! | #VALUE! | 1.6709e-08 | #VALUE! | #VALUE! | #VALUE! | #VALUE! | #VALUE! | #VALUE! | -3.5135e-08 | #VALUE! | #VALUE! | #VALUE! | #VALUE! | #VALUE! | #VALUE! | 0.0091687 | #VALUE! | #VALUE! | #VALUE! | #VALUE! | #VALUE! | #VALUE! | 1.9825e-08 | #VALUE! | #VALUE! | #VALUE! | #VALUE! | #VALUE! | #VALUE! | 0.00014558 | #VALUE! | #VALUE! | #VALUE! | #VALUE! | #VALUE! | #VALUE! | -4.0803e-07 | #VALUE! | #VALUE! | #VALUE! | #VALUE! | #VALUE! | #VALUE! | -2.6051e-08 | #VALUE! | #VALUE! | #VALUE! | #VALUE! | #VALUE! | #VALUE! | -6.7644e-08 | #VALUE! | #VALUE! | #VALUE! | #VALUE! | #VALUE! | #VALUE! | 0.0077783 | #VALUE! | #VALUE! | #VALUE! | #VALUE! | #VALUE! | #VALUE! | -1.4026e-08 | #VALUE! | #VALUE! | #VALUE! | #VALUE! | #VALUE! | #VALUE! | 2.3838e-08 | #VALUE! | #VALUE! | #VALUE! | #VALUE! | #VALUE! | #VALUE! | -4.674e-07 | #VALUE! | #VALUE! | #VALUE! | #VALUE! | #VALUE! | #VALUE! | -1.0596e-07 | #VALUE! | #VALUE! | #VALUE! | #VALUE! | #VALUE! | #VALUE! | 0.00048188 | #VALUE! | #VALUE! | #VALUE! | #VALUE! | #VALUE! | #VALUE! | -1.4213e-07 | #VALUE! | #VALUE! | #VALUE! | #VALUE! | #VALUE! | #VALUE! | -7.0464e-09 | #VALUE! | #VALUE! | #VALUE! | #VALUE! | #VALUE! | #VALUE! | 9.8884e-08 | #VALUE! | #VALUE! | #VALUE! | #VALUE! | #VALUE! | #VALUE! | -1.9726e-07 | #VALUE! | #VALUE! | #VALUE! | #VALUE! | #VALUE! | #VALUE! | -9.7919e-08 | #VALUE! | #VALUE! | #VALUE! | #VALUE! | #VALUE! | #VALUE! | 1.1615e-07 | #VALUE! | #VALUE! | #VALUE! | #VALUE! | #VALUE! | #VALUE! | -1.3445e-07 | #VALUE! | #VALUE! | #VALUE! | #VALUE! | #VALUE! | #VALUE! | -5.6184e-08 | #VALUE! | #VALUE! | #VALUE! | #VALUE! | #VALUE! | #VALUE! | -9.3686e-08 | #VALUE! | #VALUE! | #VALUE! | #VALUE! | #VALUE! | #VALUE! | -1.3765e-06 | #VALUE! | #VALUE! | #VALUE! | #VALUE! | #VALUE! | #VALUE! | 1.5473e-09 | #VALUE! | #VALUE! | #VALUE! | #VALUE! | #VALUE! | #VALUE! | 8.8536e-08 | #VALUE! | #VALUE! | #VALUE! | #VALUE! | #VALUE! | #VALUE! | 0.010232 | #VALUE! | #VALUE! | #VALUE! | #VALUE! | #VALUE! | #VALUE! | -2.6332e-11 | #VALUE! | #VALUE! | #VALUE! | #VALUE! | #VALUE! | #VALUE! | -8.2243e-08 | #VALUE! | #VALUE! | #VALUE! | #VALUE! | #VALUE! | #VALUE! | 0.013565 | #VALUE! | #VALUE! | #VALUE! | #VALUE! | #VALUE! | #VALUE! | 6.6902e-11 | #VALUE! | #VALUE! | #VALUE! | #VALUE! | #VALUE! | #VALUE! | -3.1235e-08 | #VALUE! | #VALUE! | #VALUE! | #VALUE! | #VALUE! | #VALUE! | 0.0084191 | #VALUE! | #VALUE! | #VALUE! | #VALUE! | #VALUE! | #VALUE! | 1.3416e-11 | #VALUE! | #VALUE! | #VALUE! | #VALUE! | #VALUE! | #VALUE! | -7.8721e-07 | #VALUE! | #VALUE! | #VALUE! | #VALUE! | #VALUE! | #VALUE! | 0.015098 | #VALUE! | #VALUE! | #VALUE! | #VALUE! | #VALUE! | #VALUE! | 3.9205e-11 | #VALUE! | #VALUE! | #VALUE! | #VALUE! | #VALUE! | #VALUE! | -2.4758e-08 | #VALUE! | #VALUE! | #VALUE! | #VALUE! | #VALUE! | #VALUE! | 0.0094292 | #VALUE! | #VALUE! | #VALUE! | #VALUE! | #VALUE! | #VALUE! | 7.5342e-12 | #VALUE! | #VALUE! | #VALUE! | #VALUE! | #VALUE! | #VALUE! | 2.1572e-07 | #VALUE! | #VALUE! | #VALUE! | #VALUE! | #VALUE! | #VALUE! | -9.3359e-07 | #VALUE! | #VALUE! | #VALUE! | #VALUE! | #VALUE! | #VALUE! | 2.342e-09 | #VALUE! | #VALUE! | #VALUE! | #VALUE! | #VALUE! | #VALUE! | 6.413e-08 | #VALUE! | #VALUE! | #VALUE! | #VALUE! | #VALUE! | #VALUE! | 0.0081148 | #VALUE! | #VALUE! | #VALUE! | #VALUE! | #VALUE! | #VALUE! | 1.0394e-11 | #VALUE! | #VALUE! | #VALUE! | #VALUE! | #VALUE! | #VALUE! | 3.1679e-07 | #VALUE! | #VALUE! | #VALUE! | #VALUE! | #VALUE! | #VALUE! | -2.2805e-06 | #VALUE! | #VALUE! | #VALUE! | #VALUE! | #VALUE! | #VALUE! | 3.048e-11 | #VALUE! | #VALUE! | #VALUE! | #VALUE! | #VALUE! | #VALUE! | 1.4109e-09 | #VALUE! | #VALUE! | #VALUE! | #VALUE! | #VALUE! | #VALUE! | 0.0096979 | #VALUE! | #VALUE! | #VALUE! | #VALUE! | #VALUE! | #VALUE! | -7.8871e-12 | #VALUE! | #VALUE! | #VALUE! | #VALUE! | #VALUE! | #VALUE! | 1.2555e-06 | #VALUE! | #VALUE! | #VALUE! | #VALUE! | #VALUE! | #VALUE! | -3.1622e-06 | #VALUE! | #VALUE! | #VALUE! | #VALUE! | #VALUE! | #VALUE! | 6.8209e-11 | #VALUE! | #VALUE! | #VALUE! | #VALUE! | #VALUE! | #VALUE! | -3.3177e-08 | #VALUE! | #VALUE! | #VALUE! | #VALUE! | #VALUE! | #VALUE! | 0.0095919 | #VALUE! | #VALUE! | #VALUE! | #VALUE! | #VALUE! | #VALUE! | -9.5205e-12 | #VALUE! | #VALUE! | #VALUE! | #VALUE! | #VALUE! | #VALUE! | -5.2079e-05 | #VALUE! | #VALUE! | #VALUE! | #VALUE! | #VALUE! | #VALUE! | -1.9359e-06 | #VALUE! | #VALUE! | #VALUE! | #VALUE! | #VALUE! | #VALUE! | 1.2324e-10 | #VALUE! | #VALUE! | #VALUE! | #VALUE! | #VALUE! | #VALUE! | -3.4126e-06 | #VALUE! | #VALUE! | #VALUE! | #VALUE! | #VALUE! | #VALUE! | 3.8129e-07 | #VALUE! | #VALUE! | #VALUE! | #VALUE! | #VALUE! | #VALUE! | 3.989e-09 | #VALUE! | #VALUE! | #VALUE! | #VALUE! | #VALUE! | #VALUE! | 0.47118 | #VALUE! | #VALUE! | #VALUE! | #VALUE! | #VALUE! | #VALUE! | -2.2468e-06 | #VALUE! | #VALUE! | #VALUE! | #VALUE! | #VALUE! | #VALUE! | 4.2929e-09 | #VALUE! | #VALUE! | #VALUE! | #VALUE! | #VALUE! | #VALUE! | -5.1739e-05 | #VALUE! | #VALUE! | #VALUE! | #VALUE! | #VALUE! | #VALUE! | 4.4891e-07 | #VALUE! | #VALUE! | #VALUE! | #VALUE! | #VALUE! | #VALUE! | -3.8176e-05 | #VALUE! | #VALUE! | #VALUE! | #VALUE! | #VALUE! | #VALUE! | 1.3615e-06 | #VALUE! | #VALUE! | #VALUE! | #VALUE! | #VALUE! | #VALUE! | -1.6894e-06 | #VALUE! | #VALUE! | #VALUE! | #VALUE! | #VALUE! | #VALUE! | 4.5479e-09 | #VALUE! | #VALUE! | #VALUE! | #VALUE! | #VALUE! | #VALUE! | -2.6603e-05 | #VALUE! | #VALUE! | #VALUE! | #VALUE! | #VALUE! | #VALUE! | -1.327e-06 | #VALUE! | #VALUE! | #VALUE! | #VALUE! | #VALUE! | #VALUE! | 0.00066848 | #VALUE! | #VALUE! | #VALUE! | #VALUE! | #VALUE! | #VALUE! | 1.4435e-06 | #VALUE! | #VALUE! | #VALUE! | #VALUE! | #VALUE! | #VALUE! | -1.3444e-06 | #VALUE! | #VALUE! | #VALUE! | #VALUE! | #VALUE! | #VALUE! | -3.9787e-08 | #VALUE! | #VALUE! | #VALUE! | #VALUE! | #VALUE! | #VALUE! | -2.1197e-06 | #VALUE! | #VALUE! | #VALUE! | #VALUE! | #VALUE! | #VALUE! | 3.3539e-07 | #VALUE! | #VALUE! | #VALUE! | #VALUE! | #VALUE! | #VALUE! | 8.106e-09 | #VALUE! | #VALUE! | #VALUE! | #VALUE! | #VALUE! | #VALUE! | 2.9711e-07 | #VALUE! | #VALUE! | #VALUE! | #VALUE! | #VALUE! | #VALUE! | -2.3742e-06 | #VALUE! | #VALUE! | #VALUE! | #VALUE! | #VALUE! | #VALUE! | -4.7764e-08 | #VALUE! | #VALUE! | #VALUE! | #VALUE! | #VALUE! | #VALUE! | -1.8348e-06 | #VALUE! | #VALUE! | #VALUE! | #VALUE! | #VALUE! | #VALUE! | -1.6251e-06 | #VALUE! | #VALUE! | #VALUE! | #VALUE! | #VALUE! | #VALUE! | 2.7951e-11 | #VALUE! | #VALUE! | #VALUE! | #VALUE! | #VALUE! | #VALUE! | 7.2978e-08 | #VALUE! | #VALUE! | #VALUE! | #VALUE! | #VALUE! | #VALUE! | -3.2576e-06 | #VALUE! | #VALUE! | #VALUE! | #VALUE! | #VALUE! | #VALUE! | 2.7068e-09 | #VALUE! | #VALUE! | #VALUE! | #VALUE! | #VALUE! | #VALUE! | -4.9917e-05 | #VALUE! | #VALUE! | #VALUE! | #VALUE! | #VALUE! | #VALUE! | -0.0012858 | #VALUE! | #VALUE! | #VALUE! | #VALUE! | #VALUE! | #VALUE! | -6.0434e-11 | #VALUE! | #VALUE! | #VALUE! | #VALUE! | #VALUE! | #VALUE! | -0.00041313 | #VALUE! | #VALUE! | #VALUE! | #VALUE! | #VALUE! | #VALUE! | 2.3082e-06 | #VALUE! | #VALUE! | #VALUE! | #VALUE! | #VALUE! | #VALUE! | 1.6422e-06 | #VALUE! | #VALUE! | #VALUE! | #VALUE! | #VALUE! | #VALUE! | -4.7902e-07 | #VALUE! | #VALUE! | #VALUE! | #VALUE! | #VALUE! | #VALUE! | 0.0090524 | #VALUE! | #VALUE! | #VALUE! | #VALUE! | #VALUE! | #VALUE! | -6.2265e-09 | #VALUE! | #VALUE! | #VALUE! | #VALUE! | #VALUE! | #VALUE! | 2.5148e-08 | #VALUE! | #VALUE! | #VALUE! | #VALUE! | #VALUE! | #VALUE! | -3.8721e-07 | #VALUE! | #VALUE! | #VALUE! | #VALUE! | #VALUE! | #VALUE! | -1.3374e-08 | #VALUE! | #VALUE! | #VALUE! | #VALUE! | #VALUE! | #VALUE! | 3.2004e-08 | #VALUE! | #VALUE! | #VALUE! | #VALUE! | #VALUE! | #VALUE! | 0.010416 | #VALUE! | #VALUE! | #VALUE! | #VALUE! | #VALUE! | #VALUE! | 4.2368e-09 | #VALUE! | #VALUE! | #VALUE! | #VALUE! | #VALUE! | #VALUE! | -1.2241e-05 | #VALUE! | #VALUE! | #VALUE! | #VALUE! | #VALUE! | #VALUE! | -1.0164e-06 | #VALUE! | #VALUE! | #VALUE! | #VALUE! | #VALUE! | #VALUE! | -3.3247e-08 | #VALUE! | #VALUE! | #VALUE! | #VALUE! | #VALUE! | #VALUE! | 4.6864e-08 | #VALUE! | #VALUE! | #VALUE! | #VALUE! | #VALUE! | #VALUE! | 0.0098086 | #VALUE! | #VALUE! | #VALUE! | #VALUE! | #VALUE! | #VALUE! | 3.0177e-09 | #VALUE! | #VALUE! | #VALUE! | #VALUE! | #VALUE! | #VALUE! | 1.4494e-08 | #VALUE! | #VALUE! | #VALUE! | #VALUE! | #VALUE! | #VALUE! | -1.4424e-06 | #VALUE! | #VALUE! | #VALUE! | #VALUE! | #VALUE! | #VALUE! | 2.2535e-07 | #VALUE! | #VALUE! | #VALUE! | #VALUE! | #VALUE! | #VALUE! | -1.408e-07 | #VALUE! | #VALUE! | #VALUE! | #VALUE! | #VALUE! | #VALUE! | 0.0078287 | #VALUE! | #VALUE! | #VALUE! | #VALUE! | #VALUE! | #VALUE! | -7.028e-10 | #VALUE! | #VALUE! | #VALUE! | #VALUE! | #VALUE! | #VALUE! | 3.6928e-05 | #VALUE! | #VALUE! | #VALUE! | #VALUE! | #VALUE! | #VALUE! | -4.2865e-07 | #VALUE! | #VALUE! | #VALUE! | #VALUE! | #VALUE! | #VALUE! | 1.9702e-07 | #VALUE! | #VALUE! | #VALUE! | #VALUE! | #VALUE! | #VALUE! | 3.6019e-07 | #VALUE! | #VALUE! | #VALUE! | #VALUE! | #VALUE! | #VALUE! | 0.0096227 | #VALUE! | #VALUE! | #VALUE! | #VALUE! | #VALUE! | #VALUE! | 3.2471e-09 | #VALUE! | #VALUE! | #VALUE! | #VALUE! | #VALUE! | #VALUE! | 1.9975e-08 | #VALUE! | #VALUE! | #VALUE! | #VALUE! | #VALUE! | #VALUE! | -4.0275e-07 | #VALUE! | #VALUE! | #VALUE! | #VALUE! | #VALUE! | #VALUE! | 2.5169e-07 | #VALUE! | #VALUE! | #VALUE! | #VALUE! | #VALUE! | #VALUE! | 1.0338e-06 | #VALUE! | #VALUE! | #VALUE! | #VALUE! | #VALUE! | #VALUE! | 0.0083857 | #VALUE! | #VALUE! | #VALUE! | #VALUE! | #VALUE! | #VALUE! | -8.8285e-10 | #VALUE! | #VALUE! | #VALUE! | #VALUE! | #VALUE! | #VALUE! | 3.3694e-06 | #VALUE! | #VALUE! | #VALUE! | #VALUE! | #VALUE! | #VALUE! | -1.1658e-06 | #VALUE! | #VALUE! | #VALUE! | #VALUE! | #VALUE! | #VALUE! | 2.0168e-06 | #VALUE! | #VALUE! | #VALUE! | #VALUE! | #VALUE! | #VALUE! | -5.2696e-07 | #VALUE! | #VALUE! | #VALUE! | #VALUE! | #VALUE! | #VALUE! | 7.8131e-07 | #VALUE! | #VALUE! | #VALUE! | #VALUE! | #VALUE! | #VALUE! | -2.5666e-09 | #VALUE! | #VALUE! | #VALUE! | #VALUE! | #VALUE! | #VALUE! | 7.8778e-06 | #VALUE! | #VALUE! | #VALUE! | #VALUE! | #VALUE! | #VALUE! | -1.6018e-05 | #VALUE! | #VALUE! | #VALUE! | #VALUE! | #VALUE! | #VALUE! | 1.5691e-07 | #VALUE! | #VALUE! | #VALUE! | #VALUE! | #VALUE! | #VALUE! | 1.0549e-08 | #VALUE! | #VALUE! | #VALUE! | #VALUE! | #VALUE! | #VALUE! | 4.1588e-07 | #VALUE! | #VALUE! | #VALUE! | #VALUE! | #VALUE! | #VALUE! | 2.9793e-09 | #VALUE! | #VALUE! | #VALUE! | #VALUE! | #VALUE! | #VALUE! | -9.0599e-06 | #VALUE! | #VALUE! | #VALUE! | #VALUE! | #VALUE! | #VALUE! | -0.00046047 | #VALUE! | #VALUE! | #VALUE! | #VALUE! | #VALUE! | #VALUE! | -7.573e-08 | #VALUE! | #VALUE! | #VALUE! | #VALUE! | #VALUE! | #VALUE! | 1.6313e-06 | #VALUE! | #VALUE! | #VALUE! | #VALUE! | #VALUE! | #VALUE! | 2.3237e-07 | #VALUE! | #VALUE! | #VALUE! | #VALUE! | #VALUE! | #VALUE! | -7.2892e-09 | #VALUE! | #VALUE! | #VALUE! | #VALUE! | #VALUE! | #VALUE! | 3.4529e-08 | #VALUE! | #VALUE! | #VALUE! | #VALUE! | #VALUE! | #VALUE! | -2.8807e-07 | #VALUE! | #VALUE! | #VALUE! | #VALUE! | #VALUE! | #VALUE! | -2.381e-08 | #VALUE! | #VALUE! | #VALUE! | #VALUE! | #VALUE! | #VALUE! | 1.8453e-08 | #VALUE! | #VALUE! | #VALUE! | #VALUE! | #VALUE! | #VALUE! | -1.7768e-07 | #VALUE! | #VALUE! | #VALUE! | #VALUE! | #VALUE! | #VALUE! | -4.039e-09 | #VALUE! | #VALUE! | #VALUE! | #VALUE! | #VALUE! | #VALUE! | 2.2425e-08 | #VALUE! | #VALUE! | #VALUE! | #VALUE! | #VALUE! | #VALUE! | -1.6064e-06 | #VALUE! | #VALUE! | #VALUE! | #VALUE! | #VALUE! | #VALUE! | 1.9813e-07 | #VALUE! | #VALUE! | #VALUE! | #VALUE! | #VALUE! | #VALUE! | 1.1302e-08 | #VALUE! | #VALUE! | #VALUE! | #VALUE! | #VALUE! | #VALUE! | -0.00075824 | #VALUE! | #VALUE! | #VALUE! | #VALUE! | #VALUE! | #VALUE! | 4.44e-08 | #VALUE! | #VALUE! | #VALUE! | #VALUE! | #VALUE! | #VALUE! | 6.9712e-08 | #VALUE! | #VALUE! | #VALUE! | #VALUE! | #VALUE! | #VALUE! | -1.553e-06 | #VALUE! | #VALUE! | #VALUE! | #VALUE! | #VALUE! | #VALUE! | -1.7393e-07 | #VALUE! | #VALUE! | #VALUE! | #VALUE! | #VALUE! | #VALUE! | -3.4368e-08 | #VALUE! | #VALUE! | #VALUE! | #VALUE! | #VALUE! | #VALUE! | 2.1365e-07 | #VALUE! | #VALUE! | #VALUE! | #VALUE! | #VALUE! | #VALUE! | -1.0895e-08 | #VALUE! | #VALUE! | #VALUE! | #VALUE! | #VALUE! | #VALUE! | 3.9064e-07 | #VALUE! | #VALUE! | #VALUE! | #VALUE! | #VALUE! | #VALUE! | -1.1631e-06 | #VALUE! | #VALUE! | #VALUE! | #VALUE! | #VALUE! | #VALUE! | -2.6166e-05 | #VALUE! | #VALUE! | #VALUE! | #VALUE! | #VALUE! | #VALUE! | 3.7378e-08 | #VALUE! | #VALUE! | #VALUE! | #VALUE! | #VALUE! | #VALUE! | -6.164e-07 | #VALUE! | #VALUE! | #VALUE! | #VALUE! | #VALUE! | #VALUE! | -1.4873e-11 | #VALUE! | #VALUE! | #VALUE! | #VALUE! | #VALUE! | #VALUE! | 2.4493e-07 | #VALUE! | #VALUE! | #VALUE! | #VALUE! | #VALUE! | #VALUE! | -8.1396e-07 | #VALUE! | #VALUE! | #VALUE! | #VALUE! | #VALUE! | #VALUE! | 2.3581e-09 | #VALUE! | #VALUE! | #VALUE! | #VALUE! | #VALUE! | #VALUE! | 2.7252e-08 | #VALUE! | #VALUE! | #VALUE! | #VALUE! | #VALUE! | #VALUE! | -4.6424e-07 | #VALUE! | #VALUE! | #VALUE! | #VALUE! | #VALUE! | #VALUE! | -4.1506e-12 | #VALUE! | #VALUE! | #VALUE! | #VALUE! | #VALUE! | #VALUE! | 3.5966e-07 | #VALUE! | #VALUE! | #VALUE! | #VALUE! | #VALUE! | #VALUE! | -2.6702e-07 | #VALUE! | #VALUE! | #VALUE! | #VALUE! | #VALUE! | #VALUE! | 1.1939e-05 | #VALUE! | #VALUE! | #VALUE! | #VALUE! | #VALUE! | #VALUE! | 3.6898e-07 | #VALUE! | #VALUE! | #VALUE! | #VALUE! | #VALUE! | #VALUE! | -2.9975e-07 | #VALUE! | #VALUE! | #VALUE! | #VALUE! | #VALUE! | #VALUE! | -2.2212e-11 | #VALUE! | #VALUE! | #VALUE! | #VALUE! | #VALUE! | #VALUE! | 7.2231e-07 | #VALUE! | #VALUE! | #VALUE! | #VALUE! | #VALUE! | #VALUE! | -2.9755e-07 | #VALUE! | #VALUE! | #VALUE! | #VALUE! | #VALUE! | #VALUE! | -3.7187e-08 | #VALUE! | #VALUE! | #VALUE! | #VALUE! | #VALUE! | #VALUE! | 3.1792e-07 | #VALUE! | #VALUE! | #VALUE! | #VALUE! | #VALUE! | #VALUE! | -2.3563e-07 | #VALUE! | #VALUE! | #VALUE! | #VALUE! | #VALUE! | #VALUE! | -6.2492e-12 | #VALUE! | #VALUE! | #VALUE! | #VALUE! | #VALUE! | #VALUE! | 4.0829e-07 | #VALUE! | #VALUE! | #VALUE! | #VALUE! | #VALUE! | #VALUE! | -3.1615e-07 | #VALUE! | #VALUE! | #VALUE! | #VALUE! | #VALUE! | #VALUE! | 3.2054e-09 | #VALUE! | #VALUE! | #VALUE! | #VALUE! | #VALUE! | #VALUE! | -2.6082e-07 | #VALUE! | #VALUE! | #VALUE! | #VALUE! | #VALUE! | #VALUE! | -3.5218e-07 | #VALUE! | #VALUE! | #VALUE! | #VALUE! | #VALUE! | #VALUE! | -4.3727e-11 | #VALUE! | #VALUE! | #VALUE! | #VALUE! | #VALUE! | #VALUE! | 1.4272e-06 | #VALUE! | #VALUE! | #VALUE! | #VALUE! | #VALUE! | #VALUE! | -2.5445e-06 | #VALUE! | #VALUE! | #VALUE! | #VALUE! | #VALUE! | #VALUE! | 2.7377e-09 | #VALUE! | #VALUE! | #VALUE! | #VALUE! | #VALUE! | #VALUE! | 1.2942e-08 | #VALUE! | #VALUE! | #VALUE! | #VALUE! | #VALUE! | #VALUE! | -3.9038e-07 | #VALUE! | #VALUE! | #VALUE! | #VALUE! | #VALUE! | #VALUE! | -5.7059e-05 | #VALUE! | #VALUE! | #VALUE! | #VALUE! | #VALUE! | #VALUE! | -1.2191e-05 | #VALUE! | #VALUE! | #VALUE! | #VALUE! | #VALUE! | #VALUE! | -0.00044794 | #VALUE! | #VALUE! | #VALUE! | #VALUE! | #VALUE! | #VALUE! | -2.7271e-08 | #VALUE! | #VALUE! | #VALUE! | #VALUE! | #VALUE! | #VALUE! | -0.33058 | #VALUE! | #VALUE! | #VALUE! | #VALUE! | #VALUE! | #VALUE! | -0.9198 | #VALUE! | #VALUE! | #VALUE! | #VALUE! | #VALUE! | #VALUE! | 5.2062e-10 | #VALUE! | #VALUE! | #VALUE! | #VALUE! | #VALUE! | #VALUE! | -0.16055 | #VALUE! | #VALUE! | #VALUE! | #VALUE! | #VALUE! | #VALUE! | -0.00051388 | #VALUE! | #VALUE! | #VALUE! | #VALUE! | #VALUE! | #VALUE! | -5.1015e-08 | #VALUE! | #VALUE! | #VALUE! | #VALUE! | #VALUE! | #VALUE! | -3.6856e-05 | #VALUE! | #VALUE! | #VALUE! | #VALUE! | #VALUE! | #VALUE! | -0.9454 | #VALUE! | #VALUE! | #VALUE! | #VALUE! | #VALUE! | #VALUE! | -9.1166e-05 | #VALUE! | #VALUE! | #VALUE! | #VALUE! | #VALUE! | #VALUE! | -3.66e-05 | #VALUE! | #VALUE! | #VALUE! | #VALUE! | #VALUE! | #VALUE! | 0.00026532 | #VALUE! | #VALUE! | #VALUE! | #VALUE! | #VALUE! | #VALUE! | -8.0943e-10 | #VALUE! | #VALUE! | #VALUE! | #VALUE! | #VALUE! | #VALUE! | -3.6162e-05 | #VALUE! | #VALUE! | #VALUE! | #VALUE! | #VALUE! | #VALUE! | -1.0542 | #VALUE! | #VALUE! | #VALUE! | #VALUE! | #VALUE! | #VALUE! | 8.489e-05 | #VALUE! | #VALUE! | #VALUE! | #VALUE! | #VALUE! | #VALUE! | -0.2665 | #VALUE! | #VALUE! | #VALUE! | #VALUE! | #VALUE! | #VALUE! | 0.00025617 | #VALUE! | #VALUE! | #VALUE! | #VALUE! | #VALUE! | #VALUE! | 6.7593e-09 | #VALUE! | #VALUE! | #VALUE! | #VALUE! | #VALUE! | #VALUE! | 5.9424e-06 | #VALUE! | #VALUE! | #VALUE! | #VALUE! | #VALUE! | #VALUE! | 9.9627e-05 | #VALUE! | #VALUE! | #VALUE! | #VALUE! | #VALUE! | #VALUE! | -9.7993e-05 | #VALUE! | #VALUE! | #VALUE! | #VALUE! | #VALUE! | #VALUE! | 7.7392e-07 | #VALUE! | #VALUE! | #VALUE! | #VALUE! | #VALUE! | #VALUE! | 3.7157e-07 | #VALUE! | #VALUE! | #VALUE! | #VALUE! | #VALUE! | #VALUE! | 7.8705e-09 | #VALUE! | #VALUE! | #VALUE! | #VALUE! | #VALUE! | #VALUE! | -4.3044e-05 | #VALUE! | #VALUE! | #VALUE! | #VALUE! | #VALUE! | #VALUE! | -1.2751 | #VALUE! | #VALUE! | #VALUE! | #VALUE! | #VALUE! | #VALUE! | -0.00011573 | #VALUE! | #VALUE! | #VALUE! | #VALUE! | #VALUE! | #VALUE! | -1.0814e-05 | #VALUE! | #VALUE! | #VALUE! | #VALUE! | #VALUE! | #VALUE! | -0.0010523 | #VALUE! | #VALUE! | #VALUE! | #VALUE! | #VALUE! | #VALUE! | -4.7665e-08 | #VALUE! | #VALUE! | #VALUE! | #VALUE! | #VALUE! | #VALUE! | -6.5469e-05 | #VALUE! | #VALUE! | #VALUE! | #VALUE! | #VALUE! | #VALUE! | -1.9612 | #VALUE! | #VALUE! | #VALUE! | #VALUE! | #VALUE! | #VALUE! | -8.7637e-05 | #VALUE! | #VALUE! | #VALUE! | #VALUE! | #VALUE! | #VALUE!
|  |  | 0 | 0 | 0 | 1.9794e-06 | #VALUE! | #VALUE! | #VALUE! | #VALUE! | #VALUE! | #VALUE! | 2.314e-06 | #VALUE! | #VALUE! | #VALUE! | #VALUE! | #VALUE! | #VALUE! | 7.7269e-08 | #VALUE! | #VALUE! | #VALUE! | #VALUE! | #VALUE! | #VALUE! | 0.0004782 | #VALUE! | #VALUE! | #VALUE! | #VALUE! | #VALUE! | #VALUE! | 0.011203 | #VALUE! | #VALUE! | #VALUE! | #VALUE! | #VALUE! | #VALUE! | -3.0549e-09 | #VALUE! | #VALUE! | #VALUE! | #VALUE! | #VALUE! | #VALUE! | 6.102e-09 | #VALUE! | #VALUE! | #VALUE! | #VALUE! | #VALUE! | #VALUE! | -9.9222e-07 | #VALUE! | #VALUE! | #VALUE! | #VALUE! | #VALUE! | #VALUE! | -1.5857e-08 | #VALUE! | #VALUE! | #VALUE! | #VALUE! | #VALUE! | #VALUE! | 0.00092775 | #VALUE! | #VALUE! | #VALUE! | #VALUE! | #VALUE! | #VALUE! | 0.0097989 | #VALUE! | #VALUE! | #VALUE! | #VALUE! | #VALUE! | #VALUE! | -4.7606e-09 | #VALUE! | #VALUE! | #VALUE! | #VALUE! | #VALUE! | #VALUE! | 1.0429e-07 | #VALUE! | #VALUE! | #VALUE! | #VALUE! | #VALUE! | #VALUE! | -1.4649e-06 | #VALUE! | #VALUE! | #VALUE! | #VALUE! | #VALUE! | #VALUE! | 1.9972e-06 | #VALUE! | #VALUE! | #VALUE! | #VALUE! | #VALUE! | #VALUE! | 0.0012249 | #VALUE! | #VALUE! | #VALUE! | #VALUE! | #VALUE! | #VALUE! | 0.0088101 | #VALUE! | #VALUE! | #VALUE! | #VALUE! | #VALUE! | #VALUE! | 2.6697e-09 | #VALUE! | #VALUE! | #VALUE! | #VALUE! | #VALUE! | #VALUE! | 6.3764e-09 | #VALUE! | #VALUE! | #VALUE! | #VALUE! | #VALUE! | #VALUE! | -7.0655e-07 | #VALUE! | #VALUE! | #VALUE! | #VALUE! | #VALUE! | #VALUE! | 2.1475e-08 | #VALUE! | #VALUE! | #VALUE! | #VALUE! | #VALUE! | #VALUE! | 1.6767e-07 | #VALUE! | #VALUE! | #VALUE! | #VALUE! | #VALUE! | #VALUE! | 0.0082807 | #VALUE! | #VALUE! | #VALUE! | #VALUE! | #VALUE! | #VALUE! | -3.1495e-08 | #VALUE! | #VALUE! | #VALUE! | #VALUE! | #VALUE! | #VALUE! | 6.1735e-09 | #VALUE! | #VALUE! | #VALUE! | #VALUE! | #VALUE! | #VALUE! | -3.7627e-07 | #VALUE! | #VALUE! | #VALUE! | #VALUE! | #VALUE! | #VALUE! | 4.8065e-06 | #VALUE! | #VALUE! | #VALUE! | #VALUE! | #VALUE! | #VALUE! | 2.1421e-08 | #VALUE! | #VALUE! | #VALUE! | #VALUE! | #VALUE! | #VALUE! | 0.010243 | #VALUE! | #VALUE! | #VALUE! | #VALUE! | #VALUE! | #VALUE! | -6.7482e-10 | #VALUE! | #VALUE! | #VALUE! | #VALUE! | #VALUE! | #VALUE! | 1.4405e-08 | #VALUE! | #VALUE! | #VALUE! | #VALUE! | #VALUE! | #VALUE! | -3.7757e-07 | #VALUE! | #VALUE! | #VALUE! | #VALUE! | #VALUE! | #VALUE! | 1.1328e-07 | #VALUE! | #VALUE! | #VALUE! | #VALUE! | #VALUE! | #VALUE! | -1.3813e-07 | #VALUE! | #VALUE! | #VALUE! | #VALUE! | #VALUE! | #VALUE! | 0.0091832 | #VALUE! | #VALUE! | #VALUE! | #VALUE! | #VALUE! | #VALUE! | 1.5769e-09 | #VALUE! | #VALUE! | #VALUE! | #VALUE! | #VALUE! | #VALUE! | -2.6985e-06 | #VALUE! | #VALUE! | #VALUE! | #VALUE! | #VALUE! | #VALUE! | -2.0618e-07 | #VALUE! | #VALUE! | #VALUE! | #VALUE! | #VALUE! | #VALUE! | 6.8633e-08 | #VALUE! | #VALUE! | #VALUE! | #VALUE! | #VALUE! | #VALUE! | -0.011789 | #VALUE! | #VALUE! | #VALUE! | #VALUE! | #VALUE! | #VALUE! | 2.1062e-07 | #VALUE! | #VALUE! | #VALUE! | #VALUE! | #VALUE! | #VALUE! | 4.3612e-08 | #VALUE! | #VALUE! | #VALUE! | #VALUE! | #VALUE! | #VALUE! | 3.6823e-08 | #VALUE! | #VALUE! | #VALUE! | #VALUE! | #VALUE! | #VALUE! | -2.1659e-07 | #VALUE! | #VALUE! | #VALUE! | #VALUE! | #VALUE! | #VALUE! | 1.6727e-08 | #VALUE! | #VALUE! | #VALUE! | #VALUE! | #VALUE! | #VALUE! | 0.00080935 | #VALUE! | #VALUE! | #VALUE! | #VALUE! | #VALUE! | #VALUE! | -1.1403e-07 | #VALUE! | #VALUE! | #VALUE! | #VALUE! | #VALUE! | #VALUE! | 4.7064e-08 | #VALUE! | #VALUE! | #VALUE! | #VALUE! | #VALUE! | #VALUE! | -1.499e-05 | #VALUE! | #VALUE! | #VALUE! | #VALUE! | #VALUE! | #VALUE! | -1.8409e-07 | #VALUE! | #VALUE! | #VALUE! | #VALUE! | #VALUE! | #VALUE! | 8.2703e-08 | #VALUE! | #VALUE! | #VALUE! | #VALUE! | #VALUE! | #VALUE! | 0.00075006 | #VALUE! | #VALUE! | #VALUE! | #VALUE! | #VALUE! | #VALUE! | -1.0378e-07 | #VALUE! | #VALUE! | #VALUE! | #VALUE! | #VALUE! | #VALUE! | -4.2645e-08 | #VALUE! | #VALUE! | #VALUE! | #VALUE! | #VALUE! | #VALUE! | 4.0273e-08 | #VALUE! | #VALUE! | #VALUE! | #VALUE! | #VALUE! | #VALUE! | -1.7838e-07 | #VALUE! | #VALUE! | #VALUE! | #VALUE! | #VALUE! | #VALUE! | 1.3604e-08 | #VALUE! | #VALUE! | #VALUE! | #VALUE! | #VALUE! | #VALUE! | 0.00082187 | #VALUE! | #VALUE! | #VALUE! | #VALUE! | #VALUE! | #VALUE! | -1.3897e-07 | #VALUE! | #VALUE! | #VALUE! | #VALUE! | #VALUE! | #VALUE! | -8.6179e-09 | #VALUE! | #VALUE! | #VALUE! | #VALUE! | #VALUE! | #VALUE! | 2.6334e-09 | #VALUE! | #VALUE! | #VALUE! | #VALUE! | #VALUE! | #VALUE! | -1.8743e-07 | #VALUE! | #VALUE! | #VALUE! | #VALUE! | #VALUE! | #VALUE! | -2.1954e-08 | #VALUE! | #VALUE! | #VALUE! | #VALUE! | #VALUE! | #VALUE! | 8.1692e-08 | #VALUE! | #VALUE! | #VALUE! | #VALUE! | #VALUE! | #VALUE! | 1.7062e-07 | #VALUE! | #VALUE! | #VALUE! | #VALUE! | #VALUE! | #VALUE! | 4.5817e-08 | #VALUE! | #VALUE! | #VALUE! | #VALUE! | #VALUE! | #VALUE! | 9.1551e-09 | #VALUE! | #VALUE! | #VALUE! | #VALUE! | #VALUE! | #VALUE! | -3.7412e-07 | #VALUE! | #VALUE! | #VALUE! | #VALUE! | #VALUE! | #VALUE! | -2.8424e-08 | #VALUE! | #VALUE! | #VALUE! | #VALUE! | #VALUE! | #VALUE! | -0.0015916 | #VALUE! | #VALUE! | #VALUE! | #VALUE! | #VALUE! | #VALUE! | 1.2521e-07 | #VALUE! | #VALUE! | #VALUE! | #VALUE! | #VALUE! | #VALUE! | 2.5319e-08 | #VALUE! | #VALUE! | #VALUE! | #VALUE! | #VALUE! | #VALUE! | 3.3934e-07 | #VALUE! | #VALUE! | #VALUE! | #VALUE! | #VALUE! | #VALUE! | -1.4286e-07 | #VALUE! | #VALUE! | #VALUE! | #VALUE! | #VALUE! | #VALUE! | -1.0672e-08 | #VALUE! | #VALUE! | #VALUE! | #VALUE! | #VALUE! | #VALUE! | -3.3663e-08 | #VALUE! | #VALUE! | #VALUE! | #VALUE! | #VALUE! | #VALUE! | -5.5168e-07 | #VALUE! | #VALUE! | #VALUE! | #VALUE! | #VALUE! | #VALUE! | 8.4342e-10 | #VALUE! | #VALUE! | #VALUE! | #VALUE! | #VALUE! | #VALUE! | 1.9082e-07 | #VALUE! | #VALUE! | #VALUE! | #VALUE! | #VALUE! | #VALUE! | -1.1817e-06 | #VALUE! | #VALUE! | #VALUE! | #VALUE! | #VALUE! | #VALUE! | 2.4104e-11 | #VALUE! | #VALUE! | #VALUE! | #VALUE! | #VALUE! | #VALUE! | 1.2189e-08 | #VALUE! | #VALUE! | #VALUE! | #VALUE! | #VALUE! | #VALUE! | -4.669e-07 | #VALUE! | #VALUE! | #VALUE! | #VALUE! | #VALUE! | #VALUE! | -5.6108e-11 | #VALUE! | #VALUE! | #VALUE! | #VALUE! | #VALUE! | #VALUE! | 2.8343e-07 | #VALUE! | #VALUE! | #VALUE! | #VALUE! | #VALUE! | #VALUE! | -2.9191e-06 | #VALUE! | #VALUE! | #VALUE! | #VALUE! | #VALUE! | #VALUE! | 1.539e-11 | #VALUE! | #VALUE! | #VALUE! | #VALUE! | #VALUE! | #VALUE! | 5.0888e-08 | #VALUE! | #VALUE! | #VALUE! | #VALUE! | #VALUE! | #VALUE! | -2.6463e-07 | #VALUE! | #VALUE! | #VALUE! | #VALUE! | #VALUE! | #VALUE! | -2.4679e-11 | #VALUE! | #VALUE! | #VALUE! | #VALUE! | #VALUE! | #VALUE! | 2.0121e-07 | #VALUE! | #VALUE! | #VALUE! | #VALUE! | #VALUE! | #VALUE! | -4.0273e-07 | #VALUE! | #VALUE! | #VALUE! | #VALUE! | #VALUE! | #VALUE! | -2.2038e-09 | #VALUE! | #VALUE! | #VALUE! | #VALUE! | #VALUE! | #VALUE! | -2.6149e-08 | #VALUE! | #VALUE! | #VALUE! | #VALUE! | #VALUE! | #VALUE! | -2.7666e-07 | #VALUE! | #VALUE! | #VALUE! | #VALUE! | #VALUE! | #VALUE! | -4.7774e-11 | #VALUE! | #VALUE! | #VALUE! | #VALUE! | #VALUE! | #VALUE! | 8.5206e-07 | #VALUE! | #VALUE! | #VALUE! | #VALUE! | #VALUE! | #VALUE! | -4.2691e-07 | #VALUE! | #VALUE! | #VALUE! | #VALUE! | #VALUE! | #VALUE! | 2.928e-09 | #VALUE! | #VALUE! | #VALUE! | #VALUE! | #VALUE! | #VALUE! | 7.5641e-10 | #VALUE! | #VALUE! | #VALUE! | #VALUE! | #VALUE! | #VALUE! | -3.9056e-07 | #VALUE! | #VALUE! | #VALUE! | #VALUE! | #VALUE! | #VALUE! | 1.9157e-11 | #VALUE! | #VALUE! | #VALUE! | #VALUE! | #VALUE! | #VALUE! | 5.3082e-07 | #VALUE! | #VALUE! | #VALUE! | #VALUE! | #VALUE! | #VALUE! | -3.2348e-07 | #VALUE! | #VALUE! | #VALUE! | #VALUE! | #VALUE! | #VALUE! | 3.0681e-11 | #VALUE! | #VALUE! | #VALUE! | #VALUE! | #VALUE! | #VALUE! | -3.9962e-09 | #VALUE! | #VALUE! | #VALUE! | #VALUE! | #VALUE! | #VALUE! | -4.1911e-07 | #VALUE! | #VALUE! | #VALUE! | #VALUE! | #VALUE! | #VALUE! | 1.7433e-11 | #VALUE! | #VALUE! | #VALUE! | #VALUE! | #VALUE! | #VALUE! | 0.00012714 | #VALUE! | #VALUE! | #VALUE! | #VALUE! | #VALUE! | #VALUE! | -0.00040175 | #VALUE! | #VALUE! | #VALUE! | #VALUE! | #VALUE! | #VALUE! | 1.1578e-09 | #VALUE! | #VALUE! | #VALUE! | #VALUE! | #VALUE! | #VALUE! | -1.2073e-05 | #VALUE! | #VALUE! | #VALUE! | #VALUE! | #VALUE! | #VALUE! | -9.8868e-07 | #VALUE! | #VALUE! | #VALUE! | #VALUE! | #VALUE! | #VALUE! | -3.0339e-08 | #VALUE! | #VALUE! | #VALUE! | #VALUE! | #VALUE! | #VALUE! | -9.2132e-06 | #VALUE! | #VALUE! | #VALUE! | #VALUE! | #VALUE! | #VALUE! | 3.0628e-05 | #VALUE! | #VALUE! | #VALUE! | #VALUE! | #VALUE! | #VALUE! | -3.984e-08 | #VALUE! | #VALUE! | #VALUE! | #VALUE! | #VALUE! | #VALUE! | 2.6275e-06 | #VALUE! | #VALUE! | #VALUE! | #VALUE! | #VALUE! | #VALUE! | -1.2708e-06 | #VALUE! | #VALUE! | #VALUE! | #VALUE! | #VALUE! | #VALUE! | 7.1563e-09 | #VALUE! | #VALUE! | #VALUE! | #VALUE! | #VALUE! | #VALUE! | -2.7601e-05 | #VALUE! | #VALUE! | #VALUE! | #VALUE! | #VALUE! | #VALUE! | -0.00042639 | #VALUE! | #VALUE! | #VALUE! | #VALUE! | #VALUE! | #VALUE! | 1.5651e-05 | #VALUE! | #VALUE! | #VALUE! | #VALUE! | #VALUE! | #VALUE! | 3.1121e-06 | #VALUE! | #VALUE! | #VALUE! | #VALUE! | #VALUE! | #VALUE! | 7.0057e-05 | #VALUE! | #VALUE! | #VALUE! | #VALUE! | #VALUE! | #VALUE! | -0.00040749 | #VALUE! | #VALUE! | #VALUE! | #VALUE! | #VALUE! | #VALUE! | -4.5256e-06 | #VALUE! | #VALUE! | #VALUE! | #VALUE! | #VALUE! | #VALUE! | 2.7434e-05 | #VALUE! | #VALUE! | #VALUE! | #VALUE! | #VALUE! | #VALUE! | 1.813e-05 | #VALUE! | #VALUE! | #VALUE! | #VALUE! | #VALUE! | #VALUE! | -4.1835e-05 | #VALUE! | #VALUE! | #VALUE! | #VALUE! | #VALUE! | #VALUE! | -1.1823e-06 | #VALUE! | #VALUE! | #VALUE! | #VALUE! | #VALUE! | #VALUE! | -3.4319e-08 | #VALUE! | #VALUE! | #VALUE! | #VALUE! | #VALUE! | #VALUE! | 1.2808e-06 | #VALUE! | #VALUE! | #VALUE! | #VALUE! | #VALUE! | #VALUE! | 4.1722e-05 | #VALUE! | #VALUE! | #VALUE! | #VALUE! | #VALUE! | #VALUE! | -6.1579e-10 | #VALUE! | #VALUE! | #VALUE! | #VALUE! | #VALUE! | #VALUE! | -4.4953e-05 | #VALUE! | #VALUE! | #VALUE! | #VALUE! | #VALUE! | #VALUE! | -3.1637e-07 | #VALUE! | #VALUE! | #VALUE! | #VALUE! | #VALUE! | #VALUE! | -7.7638e-11 | #VALUE! | #VALUE! | #VALUE! | #VALUE! | #VALUE! | #VALUE! | 2.6856e-07 | #VALUE! | #VALUE! | #VALUE! | #VALUE! | #VALUE! | #VALUE! | 5.168e-05 | #VALUE! | #VALUE! | #VALUE! | #VALUE! | #VALUE! | #VALUE! | -3.0395e-08 | #VALUE! | #VALUE! | #VALUE! | #VALUE! | #VALUE! | #VALUE! | 2.88e-06 | #VALUE! | #VALUE! | #VALUE! | #VALUE! | #VALUE! | #VALUE! | 0.00015259 | #VALUE! | #VALUE! | #VALUE! | #VALUE! | #VALUE! | #VALUE! | -1.6911e-11 | #VALUE! | #VALUE! | #VALUE! | #VALUE! | #VALUE! | #VALUE! | -2.475 | #VALUE! | #VALUE! | #VALUE! | #VALUE! | #VALUE! | #VALUE! | -1.9396e-06 | #VALUE! | #VALUE! | #VALUE! | #VALUE! | #VALUE! | #VALUE! | -1.8575e-05 | #VALUE! | #VALUE! | #VALUE! | #VALUE! | #VALUE! | #VALUE! | -1.5519e-07 | #VALUE! | #VALUE! | #VALUE! | #VALUE! | #VALUE! | #VALUE! | -5.1738e-08 | #VALUE! | #VALUE! | #VALUE! | #VALUE! | #VALUE! | #VALUE! | 2.7749e-08 | #VALUE! | #VALUE! | #VALUE! | #VALUE! | #VALUE! | #VALUE! | -1.284e-06 | #VALUE! | #VALUE! | #VALUE! | #VALUE! | #VALUE! | #VALUE! | -2.6809e-06 | #VALUE! | #VALUE! | #VALUE! | #VALUE! | #VALUE! | #VALUE! | 1.5844e-07 | #VALUE! | #VALUE! | #VALUE! | #VALUE! | #VALUE! | #VALUE! | -1.2756e-07 | #VALUE! | #VALUE! | #VALUE! | #VALUE! | #VALUE! | #VALUE! | -1.7488e-07 | #VALUE! | #VALUE! | #VALUE! | #VALUE! | #VALUE! | #VALUE! | -0.0070351 | #VALUE! | #VALUE! | #VALUE! | #VALUE! | #VALUE! | #VALUE! | -2.0108e-06 | #VALUE! | #VALUE! | #VALUE! | #VALUE! | #VALUE! | #VALUE! | -2.734e-07 | #VALUE! | #VALUE! | #VALUE! | #VALUE! | #VALUE! | #VALUE! | 1.2461e-07 | #VALUE! | #VALUE! | #VALUE! | #VALUE! | #VALUE! | #VALUE! | 2.0403e-08 | #VALUE! | #VALUE! | #VALUE! | #VALUE! | #VALUE! | #VALUE! | 4.6942e-08 | #VALUE! | #VALUE! | #VALUE! | #VALUE! | #VALUE! | #VALUE! | 2.8889e-09 | #VALUE! | #VALUE! | #VALUE! | #VALUE! | #VALUE! | #VALUE! | -7.2816e-07 | #VALUE! | #VALUE! | #VALUE! | #VALUE! | #VALUE! | #VALUE! | -5.8663e-05 | #VALUE! | #VALUE! | #VALUE! | #VALUE! | #VALUE! | #VALUE! | 3.3986e-08 | #VALUE! | #VALUE! | #VALUE! | #VALUE! | #VALUE! | #VALUE! | -1.1857e-07 | #VALUE! | #VALUE! | #VALUE! | #VALUE! | #VALUE! | #VALUE! | 3.3228e-08 | #VALUE! | #VALUE! | #VALUE! | #VALUE! | #VALUE! | #VALUE! | 4.2322e-09 | #VALUE! | #VALUE! | #VALUE! | #VALUE! | #VALUE! | #VALUE! | -1.4819e-06 | #VALUE! | #VALUE! | #VALUE! | #VALUE! | #VALUE! | #VALUE! | -2.0491e-06 | #VALUE! | #VALUE! | #VALUE! | #VALUE! | #VALUE! | #VALUE! | -4.0429e-05 | #VALUE! | #VALUE! | #VALUE! | #VALUE! | #VALUE! | #VALUE! | 1.0483e-05 | #VALUE! | #VALUE! | #VALUE! | #VALUE! | #VALUE! | #VALUE! | -1.6184e-07 | #VALUE! | #VALUE! | #VALUE! | #VALUE! | #VALUE! | #VALUE! | 7.6191e-09 | #VALUE! | #VALUE! | #VALUE! | #VALUE! | #VALUE! | #VALUE! | -1.2277e-06 | #VALUE! | #VALUE! | #VALUE! | #VALUE! | #VALUE! | #VALUE! | -2.2563e-06 | #VALUE! | #VALUE! | #VALUE! | #VALUE! | #VALUE! | #VALUE! | -3.2217e-05 | #VALUE! | #VALUE! | #VALUE! | #VALUE! | #VALUE! | #VALUE! | 1.3658e-06 | #VALUE! | #VALUE! | #VALUE! | #VALUE! | #VALUE! | #VALUE! | -1.7683e-07 | #VALUE! | #VALUE! | #VALUE! | #VALUE! | #VALUE! | #VALUE! | 2.2361e-09 | #VALUE! | #VALUE! | #VALUE! | #VALUE! | #VALUE! | #VALUE! | -0.00036391 | #VALUE! | #VALUE! | #VALUE! | #VALUE! | #VALUE! | #VALUE! | -0.00053278 | #VALUE! | #VALUE! | #VALUE! | #VALUE! | #VALUE! | #VALUE! | -2.101e-05 | #VALUE! | #VALUE! | #VALUE! | #VALUE! | #VALUE! | #VALUE! | -0.00011647 | #VALUE! | #VALUE! | #VALUE! | #VALUE! | #VALUE! | #VALUE! | -0.00073273 | #VALUE! | #VALUE! | #VALUE! | #VALUE! | #VALUE! | #VALUE! | 3.4058e-08 | #VALUE! | #VALUE! | #VALUE! | #VALUE! | #VALUE! | #VALUE! | -0.0021776 | #VALUE! | #VALUE! | #VALUE! | #VALUE! | #VALUE! | #VALUE! | -0.00064874 | #VALUE! | #VALUE! | #VALUE! | #VALUE! | #VALUE! | #VALUE! | -0.072897 | #VALUE! | #VALUE! | #VALUE! | #VALUE! | #VALUE! | #VALUE! | -6.9476e-08 | #VALUE! | #VALUE! | #VALUE! | #VALUE! | #VALUE! | #VALUE! | -1.014e-06 | #VALUE! | #VALUE! | #VALUE! | #VALUE! | #VALUE! | #VALUE! | 3.6675e-09 | #VALUE! | #VALUE! | #VALUE! | #VALUE! | #VALUE! | #VALUE! | -8.3035e-07 | #VALUE! | #VALUE! | #VALUE! | #VALUE! | #VALUE! | #VALUE! | 4.0799e-05 | #VALUE! | #VALUE! | #VALUE! | #VALUE! | #VALUE! | #VALUE! | -2.407e-08 | #VALUE! | #VALUE! | #VALUE! | #VALUE! | #VALUE! | #VALUE! | -1.0876e-06 | #VALUE! | #VALUE! | #VALUE! | #VALUE! | #VALUE! | #VALUE! | -1.0103e-06 | #VALUE! | #VALUE! | #VALUE! | #VALUE! | #VALUE! | #VALUE! | -4.2351e-09 | #VALUE! | #VALUE! | #VALUE! | #VALUE! | #VALUE! | #VALUE! | 4.4139e-09 | #VALUE! | #VALUE! | #VALUE! | #VALUE! | #VALUE! | #VALUE! | -1.343e-06 | #VALUE! | #VALUE! | #VALUE! | #VALUE! | #VALUE! | #VALUE! | 1.9439e-07 | #VALUE! | #VALUE! | #VALUE! | #VALUE! | #VALUE! | #VALUE! | -7.9769e-08 | #VALUE! | #VALUE! | #VALUE! | #VALUE! | #VALUE! | #VALUE! | 1.3567e-07 | #VALUE! | #VALUE! | #VALUE! | #VALUE! | #VALUE! | #VALUE! | 4.6322e-08 | #VALUE! | #VALUE! | #VALUE! | #VALUE! | #VALUE! | #VALUE! | 1.2897e-08 | #VALUE! | #VALUE! | #VALUE! | #VALUE! | #VALUE! | #VALUE! | -9.7769e-06 | #VALUE! | #VALUE! | #VALUE! | #VALUE! | #VALUE! | #VALUE! | -4.679e-05 | #VALUE! | #VALUE! | #VALUE! | #VALUE! | #VALUE! | #VALUE! | 3.1404e-08 | #VALUE! | #VALUE! | #VALUE! | #VALUE! | #VALUE! | #VALUE! | 1.8215e-06 | #VALUE! | #VALUE! | #VALUE! | #VALUE! | #VALUE! | #VALUE! | 4.2031e-08 | #VALUE! | #VALUE! | #VALUE! | #VALUE! | #VALUE! | #VALUE! | 8.3358e-09 | #VALUE! | #VALUE! | #VALUE! | #VALUE! | #VALUE! | #VALUE! | -1.0673e-05 | #VALUE! | #VALUE! | #VALUE! | #VALUE! | #VALUE! | #VALUE! | -2.0127e-07 | #VALUE! | #VALUE! | #VALUE! | #VALUE! | #VALUE! | #VALUE! | -4.6375e-08 | #VALUE! | #VALUE! | #VALUE! | #VALUE! | #VALUE! | #VALUE! | -8.8867e-07 | #VALUE! | #VALUE! | #VALUE! | #VALUE! | #VALUE! | #VALUE! | 8.779e-06 | #VALUE! | #VALUE! | #VALUE! | #VALUE! | #VALUE! | #VALUE! | 7.2576e-07 | #VALUE! | #VALUE! | #VALUE! | #VALUE! | #VALUE! | #VALUE! | -1.5081e-07 | #VALUE! | #VALUE! | #VALUE! | #VALUE! | #VALUE! | #VALUE! | -1.4497e-09 | #VALUE! | #VALUE! | #VALUE! | #VALUE! | #VALUE! | #VALUE! | 3.6926e-07 | #VALUE! | #VALUE! | #VALUE! | #VALUE! | #VALUE! | #VALUE! | 1.0211e-07 | #VALUE! | #VALUE! | #VALUE! | #VALUE! | #VALUE! | #VALUE! | -3.4315e-05 | #VALUE! | #VALUE! | #VALUE! | #VALUE! | #VALUE! | #VALUE! | 6.4606e-07 | #VALUE! | #VALUE! | #VALUE! | #VALUE! | #VALUE! | #VALUE! | -2.3608e-07 | #VALUE! | #VALUE! | #VALUE! | #VALUE! | #VALUE! | #VALUE! | -3.4034e-08 | #VALUE! | #VALUE! | #VALUE! | #VALUE! | #VALUE! | #VALUE! | 4.0376e-07 | #VALUE! | #VALUE! | #VALUE! | #VALUE! | #VALUE! | #VALUE! | -2.8176e-08 | #VALUE! | #VALUE! | #VALUE! | #VALUE! | #VALUE! | #VALUE! | -6.7499e-05 | #VALUE! | #VALUE! | #VALUE! | #VALUE! | #VALUE! | #VALUE! | 7.6809e-07 | #VALUE! | #VALUE! | #VALUE! | #VALUE! | #VALUE! | #VALUE! | -1.1972e-06 | #VALUE! | #VALUE! | #VALUE! | #VALUE! | #VALUE! | #VALUE! | -3.5554e-05 | #VALUE! | #VALUE! | #VALUE! | #VALUE! | #VALUE! | #VALUE! | 6.8659e-06 | #VALUE! | #VALUE! | #VALUE! | #VALUE! | #VALUE! | #VALUE! | -3.207e-08 | #VALUE! | #VALUE! | #VALUE! | #VALUE! | #VALUE! | #VALUE! | -2.7561e-05 | #VALUE! | #VALUE! | #VALUE! | #VALUE! | #VALUE! | #VALUE! | 1.0223e-06 | #VALUE! | #VALUE! | #VALUE! | #VALUE! | #VALUE! | #VALUE! | 4.5339e-05 | #VALUE! | #VALUE! | #VALUE! | #VALUE! | #VALUE! | #VALUE! | 4.131e-05 | #VALUE! | #VALUE! | #VALUE! | #VALUE! | #VALUE! | #VALUE! | 3.9043e-06 | #VALUE! | #VALUE! | #VALUE! | #VALUE! | #VALUE! | #VALUE! | -4.6804e-08 | #VALUE! | #VALUE! | #VALUE! | #VALUE! | #VALUE! | #VALUE! | 1.5254e-11 | #VALUE! | #VALUE! | #VALUE! | #VALUE! | #VALUE! | #VALUE! | 9.0632e-07 | #VALUE! | #VALUE! | #VALUE! | #VALUE! | #VALUE! | #VALUE! | -1.9365e-06 | #VALUE! | #VALUE! | #VALUE! | #VALUE! | #VALUE! | #VALUE! | -3.8872e-08 | #VALUE! | #VALUE! | #VALUE! | #VALUE! | #VALUE! | #VALUE! | -1.1387e-06 | #VALUE! | #VALUE! | #VALUE! | #VALUE! | #VALUE! | #VALUE! | -3.96e-08 | #VALUE! | #VALUE! | #VALUE! | #VALUE! | #VALUE! | #VALUE! | -7.9531e-05 | #VALUE! | #VALUE! | #VALUE! | #VALUE! | #VALUE! | #VALUE! | -0.00046514 | #VALUE! | #VALUE! | #VALUE! | #VALUE! | #VALUE! | #VALUE! | -0.00014817 | #VALUE! | #VALUE! | #VALUE! | #VALUE! | #VALUE! | #VALUE! | -2.7567e-08 | #VALUE! | #VALUE! | #VALUE! | #VALUE! | #VALUE! | #VALUE! | -4.453e-07 | #VALUE! | #VALUE! | #VALUE! | #VALUE! | #VALUE! | #VALUE! | 2.9721e-07 | #VALUE! | #VALUE! | #VALUE! | #VALUE! | #VALUE! | #VALUE! | 1.1053e-09 | #VALUE! | #VALUE! | #VALUE! | #VALUE! | #VALUE! | #VALUE! | -7.1669e-05 | #VALUE! | #VALUE! | #VALUE! | #VALUE! | #VALUE! | #VALUE! | 0.53266 | #VALUE! | #VALUE! | #VALUE! | #VALUE! | #VALUE! | #VALUE! | 2.5006e-05 | #VALUE! | #VALUE! | #VALUE! | #VALUE! | #VALUE! | #VALUE! | 8.4404e-06 | #VALUE! | #VALUE! | #VALUE! | #VALUE! | #VALUE! | #VALUE! | 8.652e-05 | #VALUE! | #VALUE! | #VALUE! | #VALUE! | #VALUE! | #VALUE! | 2.7832e-09 | #VALUE! | #VALUE! | #VALUE! | #VALUE! | #VALUE! | #VALUE! | -0.60116 | #VALUE! | #VALUE! | #VALUE! | #VALUE! | #VALUE! | #VALUE! | -4.3371e-05 | #VALUE! | #VALUE! | #VALUE! | #VALUE! | #VALUE! | #VALUE! | 3.4933e-05 | #VALUE! | #VALUE! | #VALUE! | #VALUE! | #VALUE! | #VALUE! | 2.3956e-08 | #VALUE! | #VALUE! | #VALUE! | #VALUE! | #VALUE! | #VALUE! | 0.00010566 | #VALUE! | #VALUE! | #VALUE! | #VALUE! | #VALUE! | #VALUE! | 6.2395e-10 | #VALUE! | #VALUE! | #VALUE! | #VALUE! | #VALUE! | #VALUE! | -0.26075 | #VALUE! | #VALUE! | #VALUE! | #VALUE! | #VALUE! | #VALUE! | 6.6306e-07 | #VALUE! | #VALUE! | #VALUE! | #VALUE! | #VALUE! | #VALUE! | -7.0095e-05 | #VALUE! | #VALUE! | #VALUE! | #VALUE! | #VALUE! | #VALUE! | 2.7327e-06 | #VALUE! | #VALUE! | #VALUE! | #VALUE! | #VALUE! | #VALUE! | 0.00011565 | #VALUE! | #VALUE! | #VALUE! | #VALUE! | #VALUE! | #VALUE! | -4.1498e-10 | #VALUE! | #VALUE! | #VALUE! | #VALUE! | #VALUE! | #VALUE! | -0.56261 | #VALUE! | #VALUE! | #VALUE! | #VALUE! | #VALUE! | #VALUE! | 5.9719e-07 | #VALUE! | #VALUE! | #VALUE! | #VALUE! | #VALUE! | #VALUE! | -5.391e-08 | #VALUE! | #VALUE! | #VALUE! | #VALUE! | #VALUE! | #VALUE! | -3.7416e-05 | #VALUE! | #VALUE! | #VALUE! | #VALUE! | #VALUE! | #VALUE! | -0.00056061 | #VALUE! | #VALUE! | #VALUE! | #VALUE! | #VALUE! | #VALUE! | 8.7124e-10 | #VALUE! | #VALUE! | #VALUE! | #VALUE! | #VALUE! | #VALUE! | -2.4447e-05 | #VALUE! | #VALUE! | #VALUE! | #VALUE! | #VALUE! | #VALUE! | 19.1688 | #VALUE! | #VALUE! | #VALUE! | #VALUE! | #VALUE! | #VALUE! | -6.3753e-08 | #VALUE! | #VALUE! | #VALUE! | #VALUE! | #VALUE! | #VALUE! | -0.065395 | #VALUE! | #VALUE! | #VALUE! | #VALUE! | #VALUE! | #VALUE! | 1.5907e-05 | #VALUE! | #VALUE! | #VALUE! | #VALUE! | #VALUE! | #VALUE! | 8.5882e-10 | #VALUE! | #VALUE! | #VALUE! | #VALUE! | #VALUE! | #VALUE! | -2.721e-05 | #VALUE! | #VALUE! | #VALUE! | #VALUE! | #VALUE! | #VALUE! | 0.42023 | #VALUE! | #VALUE! | #VALUE! | #VALUE! | #VALUE! | #VALUE! | 2.604e-05 | #VALUE! | #VALUE! | #VALUE! | #VALUE! | #VALUE! | #VALUE! | -0.10909 | #VALUE! | #VALUE! | #VALUE! | #VALUE! | #VALUE! | #VALUE! | 2.0872e-05 | #VALUE! | #VALUE! | #VALUE! | #VALUE! | #VALUE! | #VALUE! | 9.226e-10 | #VALUE! | #VALUE! | #VALUE! | #VALUE! | #VALUE! | #VALUE!
|  |  | 0 | 0 | 0 | 6.5482e-06 | #VALUE! | #VALUE! | #VALUE! | #VALUE! | #VALUE! | #VALUE! | -1.3001e-07 | #VALUE! | #VALUE! | #VALUE! | #VALUE! | #VALUE! | #VALUE! | -1.2853e-05 | #VALUE! | #VALUE! | #VALUE! | #VALUE! | #VALUE! | #VALUE! | 4.6517e-08 | #VALUE! | #VALUE! | #VALUE! | #VALUE! | #VALUE! | #VALUE! | -3.4919e-07 | #VALUE! | #VALUE! | #VALUE! | #VALUE! | #VALUE! | #VALUE! | 3.286e-08 | #VALUE! | #VALUE! | #VALUE! | #VALUE! | #VALUE! | #VALUE! | -1.0487e-08 | #VALUE! | #VALUE! | #VALUE! | #VALUE! | #VALUE! | #VALUE! | -3.3966e-07 | #VALUE! | #VALUE! | #VALUE! | #VALUE! | #VALUE! | #VALUE! | 1.3865e-08 | #VALUE! | #VALUE! | #VALUE! | #VALUE! | #VALUE! | #VALUE! | 1.4672e-07 | #VALUE! | #VALUE! | #VALUE! | #VALUE! | #VALUE! | #VALUE! | -3.7877e-07 | #VALUE! | #VALUE! | #VALUE! | #VALUE! | #VALUE! | #VALUE! | 3.5454e-08 | #VALUE! | #VALUE! | #VALUE! | #VALUE! | #VALUE! | #VALUE! | 1.8683e-08 | #VALUE! | #VALUE! | #VALUE! | #VALUE! | #VALUE! | #VALUE! | -2.9235e-07 | #VALUE! | #VALUE! | #VALUE! | #VALUE! | #VALUE! | #VALUE! | -1.3788e-05 | #VALUE! | #VALUE! | #VALUE! | #VALUE! | #VALUE! | #VALUE! | 1.2858e-07 | #VALUE! | #VALUE! | #VALUE! | #VALUE! | #VALUE! | #VALUE! | -3.2172e-07 | #VALUE! | #VALUE! | #VALUE! | #VALUE! | #VALUE! | #VALUE! | 2.8865e-09 | #VALUE! | #VALUE! | #VALUE! | #VALUE! | #VALUE! | #VALUE! | -1.0025e-08 | #VALUE! | #VALUE! | #VALUE! | #VALUE! | #VALUE! | #VALUE! | -3.9932e-07 | #VALUE! | #VALUE! | #VALUE! | #VALUE! | #VALUE! | #VALUE! | 1.3836e-07 | #VALUE! | #VALUE! | #VALUE! | #VALUE! | #VALUE! | #VALUE! | 3.1478e-08 | #VALUE! | #VALUE! | #VALUE! | #VALUE! | #VALUE! | #VALUE! | -2.7786e-07 | #VALUE! | #VALUE! | #VALUE! | #VALUE! | #VALUE! | #VALUE! | -7.3886e-09 | #VALUE! | #VALUE! | #VALUE! | #VALUE! | #VALUE! | #VALUE! | -4.6864e-07 | #VALUE! | #VALUE! | #VALUE! | #VALUE! | #VALUE! | #VALUE! | -4.6111e-07 | #VALUE! | #VALUE! | #VALUE! | #VALUE! | #VALUE! | #VALUE! | -2.5055e-05 | #VALUE! | #VALUE! | #VALUE! | #VALUE! | #VALUE! | #VALUE! | -2.0355e-07 | #VALUE! | #VALUE! | #VALUE! | #VALUE! | #VALUE! | #VALUE! | -4.276e-07 | #VALUE! | #VALUE! | #VALUE! | #VALUE! | #VALUE! | #VALUE! | 3.0775e-09 | #VALUE! | #VALUE! | #VALUE! | #VALUE! | #VALUE! | #VALUE! | -1.6186e-06 | #VALUE! | #VALUE! | #VALUE! | #VALUE! | #VALUE! | #VALUE! | -5.032e-07 | #VALUE! | #VALUE! | #VALUE! | #VALUE! | #VALUE! | #VALUE! | 1.9441e-06 | #VALUE! | #VALUE! | #VALUE! | #VALUE! | #VALUE! | #VALUE! | -6.8463e-08 | #VALUE! | #VALUE! | #VALUE! | #VALUE! | #VALUE! | #VALUE! | -4.2814e-07 | #VALUE! | #VALUE! | #VALUE! | #VALUE! | #VALUE! | #VALUE! | 5.8541e-09 | #VALUE! | #VALUE! | #VALUE! | #VALUE! | #VALUE! | #VALUE! | -8.3824e-07 | #VALUE! | #VALUE! | #VALUE! | #VALUE! | #VALUE! | #VALUE! | -2.7891e-07 | #VALUE! | #VALUE! | #VALUE! | #VALUE! | #VALUE! | #VALUE! | 2.3361e-09 | #VALUE! | #VALUE! | #VALUE! | #VALUE! | #VALUE! | #VALUE! | -9.323e-07 | #VALUE! | #VALUE! | #VALUE! | #VALUE! | #VALUE! | #VALUE! | -8.7335e-07 | #VALUE! | #VALUE! | #VALUE! | #VALUE! | #VALUE! | #VALUE! | 4.2706e-08 | #VALUE! | #VALUE! | #VALUE! | #VALUE! | #VALUE! | #VALUE! | 1.99e-09 | #VALUE! | #VALUE! | #VALUE! | #VALUE! | #VALUE! | #VALUE! | -4.8601e-07 | #VALUE! | #VALUE! | #VALUE! | #VALUE! | #VALUE! | #VALUE! | 2.2672e-08 | #VALUE! | #VALUE! | #VALUE! | #VALUE! | #VALUE! | #VALUE! | 9.4739e-08 | #VALUE! | #VALUE! | #VALUE! | #VALUE! | #VALUE! | #VALUE! | 3.1179e-07 | #VALUE! | #VALUE! | #VALUE! | #VALUE! | #VALUE! | #VALUE! | -3.7229e-08 | #VALUE! | #VALUE! | #VALUE! | #VALUE! | #VALUE! | #VALUE! | -1.4779e-06 | #VALUE! | #VALUE! | #VALUE! | #VALUE! | #VALUE! | #VALUE! | -3.0768e-07 | #VALUE! | #VALUE! | #VALUE! | #VALUE! | #VALUE! | #VALUE! | -4.6077e-09 | #VALUE! | #VALUE! | #VALUE! | #VALUE! | #VALUE! | #VALUE! | 7.0218e-08 | #VALUE! | #VALUE! | #VALUE! | #VALUE! | #VALUE! | #VALUE! | 1.7567e-07 | #VALUE! | #VALUE! | #VALUE! | #VALUE! | #VALUE! | #VALUE! | -6.3076e-09 | #VALUE! | #VALUE! | #VALUE! | #VALUE! | #VALUE! | #VALUE! | 4.6206e-09 | #VALUE! | #VALUE! | #VALUE! | #VALUE! | #VALUE! | #VALUE! | -3.7475e-07 | #VALUE! | #VALUE! | #VALUE! | #VALUE! | #VALUE! | #VALUE! | -1.7508e-08 | #VALUE! | #VALUE! | #VALUE! | #VALUE! | #VALUE! | #VALUE! | 1.1365e-07 | #VALUE! | #VALUE! | #VALUE! | #VALUE! | #VALUE! | #VALUE! | -7.4065e-07 | #VALUE! | #VALUE! | #VALUE! | #VALUE! | #VALUE! | #VALUE! | -2.7445e-09 | #VALUE! | #VALUE! | #VALUE! | #VALUE! | #VALUE! | #VALUE! | -1.0987e-08 | #VALUE! | #VALUE! | #VALUE! | #VALUE! | #VALUE! | #VALUE! | -4.0694e-07 | #VALUE! | #VALUE! | #VALUE! | #VALUE! | #VALUE! | #VALUE! | 9.0857e-07 | #VALUE! | #VALUE! | #VALUE! | #VALUE! | #VALUE! | #VALUE! | 1.6966e-08 | #VALUE! | #VALUE! | #VALUE! | #VALUE! | #VALUE! | #VALUE! | -9.4094e-07 | #VALUE! | #VALUE! | #VALUE! | #VALUE! | #VALUE! | #VALUE! | 5.8295e-08 | #VALUE! | #VALUE! | #VALUE! | #VALUE! | #VALUE! | #VALUE! | -2.317e-08 | #VALUE! | #VALUE! | #VALUE! | #VALUE! | #VALUE! | #VALUE! | -1.4715e-06 | #VALUE! | #VALUE! | #VALUE! | #VALUE! | #VALUE! | #VALUE! | 1.1735e-07 | #VALUE! | #VALUE! | #VALUE! | #VALUE! | #VALUE! | #VALUE! | -1.5074e-07 | #VALUE! | #VALUE! | #VALUE! | #VALUE! | #VALUE! | #VALUE! | -9.7227e-07 | #VALUE! | #VALUE! | #VALUE! | #VALUE! | #VALUE! | #VALUE! | -6.9389e-08 | #VALUE! | #VALUE! | #VALUE! | #VALUE! | #VALUE! | #VALUE! | 2.1593e-07 | #VALUE! | #VALUE! | #VALUE! | #VALUE! | #VALUE! | #VALUE! | -2.2018e-07 | #VALUE! | #VALUE! | #VALUE! | #VALUE! | #VALUE! | #VALUE! | -3.9066e-05 | #VALUE! | #VALUE! | #VALUE! | #VALUE! | #VALUE! | #VALUE! | 1.7792e-08 | #VALUE! | #VALUE! | #VALUE! | #VALUE! | #VALUE! | #VALUE! | -4.3184e-08 | #VALUE! | #VALUE! | #VALUE! | #VALUE! | #VALUE! | #VALUE! | -9.164e-10 | #VALUE! | #VALUE! | #VALUE! | #VALUE! | #VALUE! | #VALUE! | 1.6071e-07 | #VALUE! | #VALUE! | #VALUE! | #VALUE! | #VALUE! | #VALUE! | -3.1807e-07 | #VALUE! | #VALUE! | #VALUE! | #VALUE! | #VALUE! | #VALUE! | 2.1767e-09 | #VALUE! | #VALUE! | #VALUE! | #VALUE! | #VALUE! | #VALUE! | 3.8451e-08 | #VALUE! | #VALUE! | #VALUE! | #VALUE! | #VALUE! | #VALUE! | -4.0589e-08 | #VALUE! | #VALUE! | #VALUE! | #VALUE! | #VALUE! | #VALUE! | -2.8902e-05 | #VALUE! | #VALUE! | #VALUE! | #VALUE! | #VALUE! | #VALUE! | 2.1357e-07 | #VALUE! | #VALUE! | #VALUE! | #VALUE! | #VALUE! | #VALUE! | -3.1425e-07 | #VALUE! | #VALUE! | #VALUE! | #VALUE! | #VALUE! | #VALUE! | -5.5827e-09 | #VALUE! | #VALUE! | #VALUE! | #VALUE! | #VALUE! | #VALUE! | 3.5092e-07 | #VALUE! | #VALUE! | #VALUE! | #VALUE! | #VALUE! | #VALUE! | -4.1542e-08 | #VALUE! | #VALUE! | #VALUE! | #VALUE! | #VALUE! | #VALUE! | 3.6518e-12 | #VALUE! | #VALUE! | #VALUE! | #VALUE! | #VALUE! | #VALUE! | 7.7113e-07 | #VALUE! | #VALUE! | #VALUE! | #VALUE! | #VALUE! | #VALUE! | -2.1564e-07 | #VALUE! | #VALUE! | #VALUE! | #VALUE! | #VALUE! | #VALUE! | 6.2923e-09 | #VALUE! | #VALUE! | #VALUE! | #VALUE! | #VALUE! | #VALUE! | -1.5348e-08 | #VALUE! | #VALUE! | #VALUE! | #VALUE! | #VALUE! | #VALUE! | -5.4739e-08 | #VALUE! | #VALUE! | #VALUE! | #VALUE! | #VALUE! | #VALUE! | 8.6336e-10 | #VALUE! | #VALUE! | #VALUE! | #VALUE! | #VALUE! | #VALUE! | 2.5746e-07 | #VALUE! | #VALUE! | #VALUE! | #VALUE! | #VALUE! | #VALUE! | -2.7861e-07 | #VALUE! | #VALUE! | #VALUE! | #VALUE! | #VALUE! | #VALUE! | 6.5e-09 | #VALUE! | #VALUE! | #VALUE! | #VALUE! | #VALUE! | #VALUE! | -1.5945e-08 | #VALUE! | #VALUE! | #VALUE! | #VALUE! | #VALUE! | #VALUE! | -5.197e-08 | #VALUE! | #VALUE! | #VALUE! | #VALUE! | #VALUE! | #VALUE! | -6.6285e-11 | #VALUE! | #VALUE! | #VALUE! | #VALUE! | #VALUE! | #VALUE! | 7.9617e-05 | #VALUE! | #VALUE! | #VALUE! | #VALUE! | #VALUE! | #VALUE! | -5.9744e-07 | #VALUE! | #VALUE! | #VALUE! | #VALUE! | #VALUE! | #VALUE! | 2.9595e-09 | #VALUE! | #VALUE! | #VALUE! | #VALUE! | #VALUE! | #VALUE! | -5.0547e-07 | #VALUE! | #VALUE! | #VALUE! | #VALUE! | #VALUE! | #VALUE! | -7.339e-08 | #VALUE! | #VALUE! | #VALUE! | #VALUE! | #VALUE! | #VALUE! | -5.3319e-11 | #VALUE! | #VALUE! | #VALUE! | #VALUE! | #VALUE! | #VALUE! | 3.8147e-05 | #VALUE! | #VALUE! | #VALUE! | #VALUE! | #VALUE! | #VALUE! | 3.2337e-05 | #VALUE! | #VALUE! | #VALUE! | #VALUE! | #VALUE! | #VALUE! | -1.497e-08 | #VALUE! | #VALUE! | #VALUE! | #VALUE! | #VALUE! | #VALUE! | -0.078537 | #VALUE! | #VALUE! | #VALUE! | #VALUE! | #VALUE! | #VALUE! | 5.2987e-05 | #VALUE! | #VALUE! | #VALUE! | #VALUE! | #VALUE! | #VALUE! | 0.00010447 | #VALUE! | #VALUE! | #VALUE! | #VALUE! | #VALUE! | #VALUE! | -3.1882e-05 | #VALUE! | #VALUE! | #VALUE! | #VALUE! | #VALUE! | #VALUE! | -0.00053525 | #VALUE! | #VALUE! | #VALUE! | #VALUE! | #VALUE! | #VALUE! | 3.0724e-10 | #VALUE! | #VALUE! | #VALUE! | #VALUE! | #VALUE! | #VALUE! | -0.086148 | #VALUE! | #VALUE! | #VALUE! | #VALUE! | #VALUE! | #VALUE! | -2.7733e-07 | #VALUE! | #VALUE! | #VALUE! | #VALUE! | #VALUE! | #VALUE! | -3.9532e-08 | #VALUE! | #VALUE! | #VALUE! | #VALUE! | #VALUE! | #VALUE! | 5.3374e-05 | #VALUE! | #VALUE! | #VALUE! | #VALUE! | #VALUE! | #VALUE! | 0.24566 | #VALUE! | #VALUE! | #VALUE! | #VALUE! | #VALUE! | #VALUE! | 4.1068e-05 | #VALUE! | #VALUE! | #VALUE! | #VALUE! | #VALUE! | #VALUE! | -0.047972 | #VALUE! | #VALUE! | #VALUE! | #VALUE! | #VALUE! | #VALUE! | -0.00052147 | #VALUE! | #VALUE! | #VALUE! | #VALUE! | #VALUE! | #VALUE! | 6.8221e-09 | #VALUE! | #VALUE! | #VALUE! | #VALUE! | #VALUE! | #VALUE! | -2.789e-05 | #VALUE! | #VALUE! | #VALUE! | #VALUE! | #VALUE! | #VALUE! | -0.00040123 | #VALUE! | #VALUE! | #VALUE! | #VALUE! | #VALUE! | #VALUE! | -3.2286e-05 | #VALUE! | #VALUE! | #VALUE! | #VALUE! | #VALUE! | #VALUE! | 4.9943e-06 | #VALUE! | #VALUE! | #VALUE! | #VALUE! | #VALUE! | #VALUE! | -2.3703e-07 | #VALUE! | #VALUE! | #VALUE! | #VALUE! | #VALUE! | #VALUE! | 7.5374e-11 | #VALUE! | #VALUE! | #VALUE! | #VALUE! | #VALUE! | #VALUE! | -4.051e-06 | #VALUE! | #VALUE! | #VALUE! | #VALUE! | #VALUE! | #VALUE! | 7.0311e-05 | #VALUE! | #VALUE! | #VALUE! | #VALUE! | #VALUE! | #VALUE! | 5.9196e-05 | #VALUE! | #VALUE! | #VALUE! | #VALUE! | #VALUE! | #VALUE! | 4.181e-06 | #VALUE! | #VALUE! | #VALUE! | #VALUE! | #VALUE! | #VALUE! | 9.2196e-05 | #VALUE! | #VALUE! | #VALUE! | #VALUE! | #VALUE! | #VALUE! | -1.5021e-11 | #VALUE! | #VALUE! | #VALUE! | #VALUE! | #VALUE! | #VALUE! | 8.4797e-07 | #VALUE! | #VALUE! | #VALUE! | #VALUE! | #VALUE! | #VALUE! | 0.0001019 | #VALUE! | #VALUE! | #VALUE! | #VALUE! | #VALUE! | #VALUE! | -3.3662e-10 | #VALUE! | #VALUE! | #VALUE! | #VALUE! | #VALUE! | #VALUE! | -0.10556 | #VALUE! | #VALUE! | #VALUE! | #VALUE! | #VALUE! | #VALUE! | 0.00034885 | #VALUE! | #VALUE! | #VALUE! | #VALUE! | #VALUE! | #VALUE! | 7.0666e-09 | #VALUE! | #VALUE! | #VALUE! | #VALUE! | #VALUE! | #VALUE! | 0.00041697 | #VALUE! | #VALUE! | #VALUE! | #VALUE! | #VALUE! | #VALUE! | -0.00040452 | #VALUE! | #VALUE! | #VALUE! | #VALUE! | #VALUE! | #VALUE! | 1.5039e-06 | #VALUE! | #VALUE! | #VALUE! | #VALUE! | #VALUE! | #VALUE! | 7.9648e-07 | #VALUE! | #VALUE! | #VALUE! | #VALUE! | #VALUE! | #VALUE! | 2.1843e-07 | #VALUE! | #VALUE! | #VALUE! | #VALUE! | #VALUE! | #VALUE! | 5.1745e-08 | #VALUE! | #VALUE! | #VALUE! | #VALUE! | #VALUE! | #VALUE! | 2.3482e-05 | #VALUE! | #VALUE! | #VALUE! | #VALUE! | #VALUE! | #VALUE! | -8.9422e-05 | #VALUE! | #VALUE! | #VALUE! | #VALUE! | #VALUE! | #VALUE! | 2.0242e-06 | #VALUE! | #VALUE! | #VALUE! | #VALUE! | #VALUE! | #VALUE! | -1.1918e-07 | #VALUE! | #VALUE! | #VALUE! | #VALUE! | #VALUE! | #VALUE! | 4.0625e-08 | #VALUE! | #VALUE! | #VALUE! | #VALUE! | #VALUE! | #VALUE! | -5.2027e-07 | #VALUE! | #VALUE! | #VALUE! | #VALUE! | #VALUE! | #VALUE! | -0.0014377 | #VALUE! | #VALUE! | #VALUE! | #VALUE! | #VALUE! | #VALUE! | -1.657e-06 | #VALUE! | #VALUE! | #VALUE! | #VALUE! | #VALUE! | #VALUE! | -4.3731e-10 | #VALUE! | #VALUE! | #VALUE! | #VALUE! | #VALUE! | #VALUE! | -5.5741e-08 | #VALUE! | #VALUE! | #VALUE! | #VALUE! | #VALUE! | #VALUE! | -5.842e-08 | #VALUE! | #VALUE! | #VALUE! | #VALUE! | #VALUE! | #VALUE! | -4.7651e-10 | #VALUE! | #VALUE! | #VALUE! | #VALUE! | #VALUE! | #VALUE! | 1.6687e-05 | #VALUE! | #VALUE! | #VALUE! | #VALUE! | #VALUE! | #VALUE! | -0.00031353 | #VALUE! | #VALUE! | #VALUE! | #VALUE! | #VALUE! | #VALUE! | 5.4815e-06 | #VALUE! | #VALUE! | #VALUE! | #VALUE! | #VALUE! | #VALUE! | -6.4791e-06 | #VALUE! | #VALUE! | #VALUE! | #VALUE! | #VALUE! | #VALUE! | -5.4345e-08 | #VALUE! | #VALUE! | #VALUE! | #VALUE! | #VALUE! | #VALUE! | 5.7075e-09 | #VALUE! | #VALUE! | #VALUE! | #VALUE! | #VALUE! | #VALUE! | -0.025453 | #VALUE! | #VALUE! | #VALUE! | #VALUE! | #VALUE! | #VALUE! | -9.3876e-05 | #VALUE! | #VALUE! | #VALUE! | #VALUE! | #VALUE! | #VALUE! | 2.2427e-06 | #VALUE! | #VALUE! | #VALUE! | #VALUE! | #VALUE! | #VALUE! | 4.1237e-05 | #VALUE! | #VALUE! | #VALUE! | #VALUE! | #VALUE! | #VALUE! | 3.7645e-08 | #VALUE! | #VALUE! | #VALUE! | #VALUE! | #VALUE! | #VALUE! | -6.3196e-07 | #VALUE! | #VALUE! | #VALUE! | #VALUE! | #VALUE! | #VALUE! | 2.4075e-05 | #VALUE! | #VALUE! | #VALUE! | #VALUE! | #VALUE! | #VALUE! | -8.5977e-05 | #VALUE! | #VALUE! | #VALUE! | #VALUE! | #VALUE! | #VALUE! | 1.1135e-06 | #VALUE! | #VALUE! | #VALUE! | #VALUE! | #VALUE! | #VALUE! | 3.3998e-05 | #VALUE! | #VALUE! | #VALUE! | #VALUE! | #VALUE! | #VALUE! | 3.4358e-08 | #VALUE! | #VALUE! | #VALUE! | #VALUE! | #VALUE! | #VALUE! | 8.2217e-09 | #VALUE! | #VALUE! | #VALUE! | #VALUE! | #VALUE! | #VALUE! | 0.00013065 | #VALUE! | #VALUE! | #VALUE! | #VALUE! | #VALUE! | #VALUE! | 2.2218e-05 | #VALUE! | #VALUE! | #VALUE! | #VALUE! | #VALUE! | #VALUE! | -1.0705e-05 | #VALUE! | #VALUE! | #VALUE! | #VALUE! | #VALUE! | #VALUE! | 4.9248e-05 | #VALUE! | #VALUE! | #VALUE! | #VALUE! | #VALUE! | #VALUE! | -0.00010371 | #VALUE! | #VALUE! | #VALUE! | #VALUE! | #VALUE! | #VALUE! | 3.3348e-08 | #VALUE! | #VALUE! | #VALUE! | #VALUE! | #VALUE! | #VALUE! | -0.00071071 | #VALUE! | #VALUE! | #VALUE! | #VALUE! | #VALUE! | #VALUE! | -0.237 | #VALUE! | #VALUE! | #VALUE! | #VALUE! | #VALUE! | #VALUE! | 7.2373e-06 | #VALUE! | #VALUE! | #VALUE! | #VALUE! | #VALUE! | #VALUE! | 8.6124e-08 | #VALUE! | #VALUE! | #VALUE! | #VALUE! | #VALUE! | #VALUE! | -0.0007002 | #VALUE! | #VALUE! | #VALUE! | #VALUE! | #VALUE! | #VALUE! | -0.0062851 | #VALUE! | #VALUE! | #VALUE! | #VALUE! | #VALUE! | #VALUE! | -2.5551e-06 | #VALUE! | #VALUE! | #VALUE! | #VALUE! | #VALUE! | #VALUE! | 1.9587e-05 | #VALUE! | #VALUE! | #VALUE! | #VALUE! | #VALUE! | #VALUE! | -1.0724e-08 | #VALUE! | #VALUE! | #VALUE! | #VALUE! | #VALUE! | #VALUE! | -0.00035071 | #VALUE! | #VALUE! | #VALUE! | #VALUE! | #VALUE! | #VALUE! | 4.5287e-05 | #VALUE! | #VALUE! | #VALUE! | #VALUE! | #VALUE! | #VALUE! | 3.9764e-08 | #VALUE! | #VALUE! | #VALUE! | #VALUE! | #VALUE! | #VALUE! | -6.8809e-09 | #VALUE! | #VALUE! | #VALUE! | #VALUE! | #VALUE! | #VALUE! | -7.8262e-06 | #VALUE! | #VALUE! | #VALUE! | #VALUE! | #VALUE! | #VALUE! | 1.139e-06 | #VALUE! | #VALUE! | #VALUE! | #VALUE! | #VALUE! | #VALUE! | 1.4348e-07 | #VALUE! | #VALUE! | #VALUE! | #VALUE! | #VALUE! | #VALUE! | -5.7696e-07 | #VALUE! | #VALUE! | #VALUE! | #VALUE! | #VALUE! | #VALUE! | -3.6646e-08 | #VALUE! | #VALUE! | #VALUE! | #VALUE! | #VALUE! | #VALUE! | -3.3948e-08 | #VALUE! | #VALUE! | #VALUE! | #VALUE! | #VALUE! | #VALUE! | -0.00054946 | #VALUE! | #VALUE! | #VALUE! | #VALUE! | #VALUE! | #VALUE! | 1.607e-06 | #VALUE! | #VALUE! | #VALUE! | #VALUE! | #VALUE! | #VALUE! | -1.7555e-07 | #VALUE! | #VALUE! | #VALUE! | #VALUE! | #VALUE! | #VALUE! | 0.2776 | #VALUE! | #VALUE! | #VALUE! | #VALUE! | #VALUE! | #VALUE! | -0.07894 | #VALUE! | #VALUE! | #VALUE! | #VALUE! | #VALUE! | #VALUE! | 7.2729e-08 | #VALUE! | #VALUE! | #VALUE! | #VALUE! | #VALUE! | #VALUE! | -0.00056664 | #VALUE! | #VALUE! | #VALUE! | #VALUE! | #VALUE! | #VALUE! | 1.8449e-07 | #VALUE! | #VALUE! | #VALUE! | #VALUE! | #VALUE! | #VALUE! | 4.1309e-07 | #VALUE! | #VALUE! | #VALUE! | #VALUE! | #VALUE! | #VALUE! | 3.5413e-05 | #VALUE! | #VALUE! | #VALUE! | #VALUE! | #VALUE! | #VALUE! | -4.5188e-05 | #VALUE! | #VALUE! | #VALUE! | #VALUE! | #VALUE! | #VALUE! | 1.0481e-06 | #VALUE! | #VALUE! | #VALUE! | #VALUE! | #VALUE! | #VALUE! | -1.8274e-06 | #VALUE! | #VALUE! | #VALUE! | #VALUE! | #VALUE! | #VALUE! | -8.3801e-09 | #VALUE! | #VALUE! | #VALUE! | #VALUE! | #VALUE! | #VALUE! | 1.5575e-07 | #VALUE! | #VALUE! | #VALUE! | #VALUE! | #VALUE! | #VALUE! | -6.2865e-07 | #VALUE! | #VALUE! | #VALUE! | #VALUE! | #VALUE! | #VALUE! | 5.7865e-10 | #VALUE! | #VALUE! | #VALUE! | #VALUE! | #VALUE! | #VALUE! | 8.5387e-07 | #VALUE! | #VALUE! | #VALUE! | #VALUE! | #VALUE! | #VALUE! | -1.7318e-06 | #VALUE! | #VALUE! | #VALUE! | #VALUE! | #VALUE! | #VALUE! | 3.8205e-05 | #VALUE! | #VALUE! | #VALUE! | #VALUE! | #VALUE! | #VALUE! | 4.1237e-06 | #VALUE! | #VALUE! | #VALUE! | #VALUE! | #VALUE! | #VALUE! | 1.0403e-07 | #VALUE! | #VALUE! | #VALUE! | #VALUE! | #VALUE! | #VALUE! | 7.2985e-10 | #VALUE! | #VALUE! | #VALUE! | #VALUE! | #VALUE! | #VALUE! | -0.00012984 | #VALUE! | #VALUE! | #VALUE! | #VALUE! | #VALUE! | #VALUE! | 5.3684e-05 | #VALUE! | #VALUE! | #VALUE! | #VALUE! | #VALUE! | #VALUE! | -2.0207e-09 | #VALUE! | #VALUE! | #VALUE! | #VALUE! | #VALUE! | #VALUE! | 2.1964e-05 | #VALUE! | #VALUE! | #VALUE! | #VALUE! | #VALUE! | #VALUE! | -8.0106e-07 | #VALUE! | #VALUE! | #VALUE! | #VALUE! | #VALUE! | #VALUE! | 5.4106e-10 | #VALUE! | #VALUE! | #VALUE! | #VALUE! | #VALUE! | #VALUE! | -0.00011121 | #VALUE! | #VALUE! | #VALUE! | #VALUE! | #VALUE! | #VALUE! | -0.00030339 | #VALUE! | #VALUE! | #VALUE! | #VALUE! | #VALUE! | #VALUE! | -4.0301e-09 | #VALUE! | #VALUE! | #VALUE! | #VALUE! | #VALUE! | #VALUE! | 1.4977e-05 | #VALUE! | #VALUE! | #VALUE! | #VALUE! | #VALUE! | #VALUE! | -8.6472e-07 | #VALUE! | #VALUE! | #VALUE! | #VALUE! | #VALUE! | #VALUE! | -5.7885e-11 | #VALUE! | #VALUE! | #VALUE! | #VALUE! | #VALUE! | #VALUE! | -0.00025038 | #VALUE! | #VALUE! | #VALUE! | #VALUE! | #VALUE! | #VALUE! | -9.1195e-05 | #VALUE! | #VALUE! | #VALUE! | #VALUE! | #VALUE! | #VALUE! | -4.3365e-09 | #VALUE! | #VALUE! | #VALUE! | #VALUE! | #VALUE! | #VALUE! | 1.3248e-05 | #VALUE! | #VALUE! | #VALUE! | #VALUE! | #VALUE! | #VALUE! | 1.3116e-07 | #VALUE! | #VALUE! | #VALUE! | #VALUE! | #VALUE! | #VALUE! | 1.0159e-09 | #VALUE! | #VALUE! | #VALUE! | #VALUE! | #VALUE! | #VALUE! | 0.41674 | #VALUE! | #VALUE! | #VALUE! | #VALUE! | #VALUE! | #VALUE! | 0.00010584 | #VALUE! | #VALUE! | #VALUE! | #VALUE! | #VALUE! | #VALUE! | -3.1345e-09 | #VALUE! | #VALUE! | #VALUE! | #VALUE! | #VALUE! | #VALUE! | -2.3968e-06 | #VALUE! | #VALUE! | #VALUE! | #VALUE! | #VALUE! | #VALUE! | -1.418e-06 | #VALUE! | #VALUE! | #VALUE! | #VALUE! | #VALUE! | #VALUE! | 4.6201e-09 | #VALUE! | #VALUE! | #VALUE! | #VALUE! | #VALUE! | #VALUE! | -0.19124 | #VALUE! | #VALUE! | #VALUE! | #VALUE! | #VALUE! | #VALUE! | 0.00024817 | #VALUE! | #VALUE! | #VALUE! | #VALUE! | #VALUE! | #VALUE! | -5.8943e-05 | #VALUE! | #VALUE! | #VALUE! | #VALUE! | #VALUE! | #VALUE! | 4.0106e-05 | #VALUE! | #VALUE! | #VALUE! | #VALUE! | #VALUE! | #VALUE! | -0.00061905 | #VALUE! | #VALUE! | #VALUE! | #VALUE! | #VALUE! | #VALUE! | -3.0981e-08 | #VALUE! | #VALUE! | #VALUE! | #VALUE! | #VALUE! | #VALUE! | -1.7138 | #VALUE! | #VALUE! | #VALUE! | #VALUE! | #VALUE! | #VALUE! | -2.0321 | #VALUE! | #VALUE! | #VALUE! | #VALUE! | #VALUE! | #VALUE! | -2.3282e-09 | #VALUE! | #VALUE! | #VALUE! | #VALUE! | #VALUE! | #VALUE! | -3.2129e-05 | #VALUE! | #VALUE! | #VALUE! | #VALUE! | #VALUE! | #VALUE! | -0.00071507 | #VALUE! | #VALUE! | #VALUE! | #VALUE! | #VALUE! | #VALUE! | 4.9914e-09 | #VALUE! | #VALUE! | #VALUE! | #VALUE! | #VALUE! | #VALUE! | -0.61086 | #VALUE! | #VALUE! | #VALUE! | #VALUE! | #VALUE! | #VALUE! | -0.0022718 | #VALUE! | #VALUE! | #VALUE! | #VALUE! | #VALUE! | #VALUE! | -1.222e-09 | #VALUE! | #VALUE! | #VALUE! | #VALUE! | #VALUE! | #VALUE! | -0.026313 | #VALUE! | #VALUE! | #VALUE! | #VALUE! | #VALUE! | #VALUE! | -0.00057315 | #VALUE! | #VALUE! | #VALUE! | #VALUE! | #VALUE! | #VALUE! | -1.9013e-09 | #VALUE! | #VALUE! | #VALUE! | #VALUE! | #VALUE! | #VALUE! | -1.3276 | #VALUE! | #VALUE! | #VALUE! | #VALUE! | #VALUE! | #VALUE! | -0.0021028 | #VALUE! | #VALUE! | #VALUE! | #VALUE! | #VALUE! | #VALUE! | 3.2707e-05 | #VALUE! | #VALUE! | #VALUE! | #VALUE! | #VALUE! | #VALUE! | 3.5011e-08 | #VALUE! | #VALUE! | #VALUE! | #VALUE! | #VALUE! | #VALUE! | -4.4618e-05 | #VALUE! | #VALUE! | #VALUE! | #VALUE! | #VALUE! | #VALUE! | 5.9402e-09 | #VALUE! | #VALUE! | #VALUE! | #VALUE! | #VALUE! | #VALUE! | -1.3251e-06 | #VALUE! | #VALUE! | #VALUE! | #VALUE! | #VALUE! | #VALUE! | 4.919e-05 | #VALUE! | #VALUE! | #VALUE! | #VALUE! | #VALUE! | #VALUE! | 4.4176e-10 | #VALUE! | #VALUE! | #VALUE! | #VALUE! | #VALUE! | #VALUE! | -0.13638 | #VALUE! | #VALUE! | #VALUE! | #VALUE! | #VALUE! | #VALUE! | 0.00015073 | #VALUE! | #VALUE! | #VALUE! | #VALUE! | #VALUE! | #VALUE! | 6.1995e-09 | #VALUE! | #VALUE! | #VALUE! | #VALUE! | #VALUE! | #VALUE! | -1.3126e-07 | #VALUE! | #VALUE! | #VALUE! | #VALUE! | #VALUE! | #VALUE! | -2.6397e-05 | #VALUE! | #VALUE! | #VALUE! | #VALUE! | #VALUE! | #VALUE! | -6.4463e-05 | #VALUE! | #VALUE! | #VALUE! | #VALUE! | #VALUE! | #VALUE! | 0.39384 | #VALUE! | #VALUE! | #VALUE! | #VALUE! | #VALUE! | #VALUE! | 0.000206 | #VALUE! | #VALUE! | #VALUE! | #VALUE! | #VALUE! | #VALUE! | 5.289e-09 | #VALUE! | #VALUE! | #VALUE! | #VALUE! | #VALUE! | #VALUE!
|  |  | 0 | 0 | 0 | -3.3946e-06 | #VALUE! | #VALUE! | #VALUE! | #VALUE! | #VALUE! | #VALUE! | -2.901e-07 | #VALUE! | #VALUE! | #VALUE! | #VALUE! | #VALUE! | #VALUE! | 0.048684 | #VALUE! | #VALUE! | #VALUE! | #VALUE! | #VALUE! | #VALUE! | 6.4637e-09 | #VALUE! | #VALUE! | #VALUE! | #VALUE! | #VALUE! | #VALUE! | -3.5779e-08 | #VALUE! | #VALUE! | #VALUE! | #VALUE! | #VALUE! | #VALUE! | 3.8037e-08 | #VALUE! | #VALUE! | #VALUE! | #VALUE! | #VALUE! | #VALUE! | -3.951e-07 | #VALUE! | #VALUE! | #VALUE! | #VALUE! | #VALUE! | #VALUE! | -4.3958e-07 | #VALUE! | #VALUE! | #VALUE! | #VALUE! | #VALUE! | #VALUE! | -1.8208e-08 | #VALUE! | #VALUE! | #VALUE! | #VALUE! | #VALUE! | #VALUE! | 2.1868e-08 | #VALUE! | #VALUE! | #VALUE! | #VALUE! | #VALUE! | #VALUE! | -4.6146e-08 | #VALUE! | #VALUE! | #VALUE! | #VALUE! | #VALUE! | #VALUE! | -4.8637e-08 | #VALUE! | #VALUE! | #VALUE! | #VALUE! | #VALUE! | #VALUE! | -1.6606e-08 | #VALUE! | #VALUE! | #VALUE! | #VALUE! | #VALUE! | #VALUE! | -2.8744e-07 | #VALUE! | #VALUE! | #VALUE! | #VALUE! | #VALUE! | #VALUE! | 0.016264 | #VALUE! | #VALUE! | #VALUE! | #VALUE! | #VALUE! | #VALUE! | 2.2719e-08 | #VALUE! | #VALUE! | #VALUE! | #VALUE! | #VALUE! | #VALUE! | -5.4372e-08 | #VALUE! | #VALUE! | #VALUE! | #VALUE! | #VALUE! | #VALUE! | -2.0029e-10 | #VALUE! | #VALUE! | #VALUE! | #VALUE! | #VALUE! | #VALUE! | -1.3342e-09 | #VALUE! | #VALUE! | #VALUE! | #VALUE! | #VALUE! | #VALUE! | -3.9003e-07 | #VALUE! | #VALUE! | #VALUE! | #VALUE! | #VALUE! | #VALUE! | 1.7909e-06 | #VALUE! | #VALUE! | #VALUE! | #VALUE! | #VALUE! | #VALUE! | -1.8929e-07 | #VALUE! | #VALUE! | #VALUE! | #VALUE! | #VALUE! | #VALUE! | -5.6137e-08 | #VALUE! | #VALUE! | #VALUE! | #VALUE! | #VALUE! | #VALUE! | -7.6179e-09 | #VALUE! | #VALUE! | #VALUE! | #VALUE! | #VALUE! | #VALUE! | -9.1422e-07 | #VALUE! | #VALUE! | #VALUE! | #VALUE! | #VALUE! | #VALUE! | 5.9395e-05 | #VALUE! | #VALUE! | #VALUE! | #VALUE! | #VALUE! | #VALUE! | 0.036448 | #VALUE! | #VALUE! | #VALUE! | #VALUE! | #VALUE! | #VALUE! | -1.1877e-07 | #VALUE! | #VALUE! | #VALUE! | #VALUE! | #VALUE! | #VALUE! | -4.8796e-08 | #VALUE! | #VALUE! | #VALUE! | #VALUE! | #VALUE! | #VALUE! | 7.5629e-09 | #VALUE! | #VALUE! | #VALUE! | #VALUE! | #VALUE! | #VALUE! | -4.5708e-06 | #VALUE! | #VALUE! | #VALUE! | #VALUE! | #VALUE! | #VALUE! | 5.9322e-05 | #VALUE! | #VALUE! | #VALUE! | #VALUE! | #VALUE! | #VALUE! | 6.5686e-06 | #VALUE! | #VALUE! | #VALUE! | #VALUE! | #VALUE! | #VALUE! | 1.1196e-06 | #VALUE! | #VALUE! | #VALUE! | #VALUE! | #VALUE! | #VALUE! | -4.1483e-08 | #VALUE! | #VALUE! | #VALUE! | #VALUE! | #VALUE! | #VALUE! | -6.1017e-07 | #VALUE! | #VALUE! | #VALUE! | #VALUE! | #VALUE! | #VALUE! | 1.4457e-06 | #VALUE! | #VALUE! | #VALUE! | #VALUE! | #VALUE! | #VALUE! | -1.2599e-06 | #VALUE! | #VALUE! | #VALUE! | #VALUE! | #VALUE! | #VALUE! | 1.3454e-06 | #VALUE! | #VALUE! | #VALUE! | #VALUE! | #VALUE! | #VALUE! | 1.4335e-06 | #VALUE! | #VALUE! | #VALUE! | #VALUE! | #VALUE! | #VALUE! | 5.3719e-05 | #VALUE! | #VALUE! | #VALUE! | #VALUE! | #VALUE! | #VALUE! | -0.03632 | #VALUE! | #VALUE! | #VALUE! | #VALUE! | #VALUE! | #VALUE! | -1.0042e-08 | #VALUE! | #VALUE! | #VALUE! | #VALUE! | #VALUE! | #VALUE! | -2.0905e-06 | #VALUE! | #VALUE! | #VALUE! | #VALUE! | #VALUE! | #VALUE! | 1.3821e-07 | #VALUE! | #VALUE! | #VALUE! | #VALUE! | #VALUE! | #VALUE! | 1.4964e-08 | #VALUE! | #VALUE! | #VALUE! | #VALUE! | #VALUE! | #VALUE! | -1.0401e-06 | #VALUE! | #VALUE! | #VALUE! | #VALUE! | #VALUE! | #VALUE! | 5.473e-08 | #VALUE! | #VALUE! | #VALUE! | #VALUE! | #VALUE! | #VALUE! | 3.2944e-06 | #VALUE! | #VALUE! | #VALUE! | #VALUE! | #VALUE! | #VALUE! | -1.24e-06 | #VALUE! | #VALUE! | #VALUE! | #VALUE! | #VALUE! | #VALUE! | 1.4692e-06 | #VALUE! | #VALUE! | #VALUE! | #VALUE! | #VALUE! | #VALUE! | 1.0413e-08 | #VALUE! | #VALUE! | #VALUE! | #VALUE! | #VALUE! | #VALUE! | -8.9196e-07 | #VALUE! | #VALUE! | #VALUE! | #VALUE! | #VALUE! | #VALUE! | 4.2358e-08 | #VALUE! | #VALUE! | #VALUE! | #VALUE! | #VALUE! | #VALUE! | -1.4002e-08 | #VALUE! | #VALUE! | #VALUE! | #VALUE! | #VALUE! | #VALUE! | -1.2108e-06 | #VALUE! | #VALUE! | #VALUE! | #VALUE! | #VALUE! | #VALUE! | 1.3807e-07 | #VALUE! | #VALUE! | #VALUE! | #VALUE! | #VALUE! | #VALUE! | 2.5109e-08 | #VALUE! | #VALUE! | #VALUE! | #VALUE! | #VALUE! | #VALUE! | 4.8539e-05 | #VALUE! | #VALUE! | #VALUE! | #VALUE! | #VALUE! | #VALUE! | -8.7803e-09 | #VALUE! | #VALUE! | #VALUE! | #VALUE! | #VALUE! | #VALUE! | 0.01487 | #VALUE! | #VALUE! | #VALUE! | #VALUE! | #VALUE! | #VALUE! | -1.6869e-06 | #VALUE! | #VALUE! | #VALUE! | #VALUE! | #VALUE! | #VALUE! | 5.3465e-06 | #VALUE! | #VALUE! | #VALUE! | #VALUE! | #VALUE! | #VALUE! | 2.0845e-08 | #VALUE! | #VALUE! | #VALUE! | #VALUE! | #VALUE! | #VALUE! | 6.767e-05 | #VALUE! | #VALUE! | #VALUE! | #VALUE! | #VALUE! | #VALUE! | -4.4175e-06 | #VALUE! | #VALUE! | #VALUE! | #VALUE! | #VALUE! | #VALUE! | 7.1577e-08 | #VALUE! | #VALUE! | #VALUE! | #VALUE! | #VALUE! | #VALUE! | 5.5123e-05 | #VALUE! | #VALUE! | #VALUE! | #VALUE! | #VALUE! | #VALUE! | -6.2953e-09 | #VALUE! | #VALUE! | #VALUE! | #VALUE! | #VALUE! | #VALUE! | -5.0624e-08 | #VALUE! | #VALUE! | #VALUE! | #VALUE! | #VALUE! | #VALUE! | 7.086e-05 | #VALUE! | #VALUE! | #VALUE! | #VALUE! | #VALUE! | #VALUE! | 4.0716e-08 | #VALUE! | #VALUE! | #VALUE! | #VALUE! | #VALUE! | #VALUE! | 7.5487e-07 | #VALUE! | #VALUE! | #VALUE! | #VALUE! | #VALUE! | #VALUE! | -1.5034e-06 | #VALUE! | #VALUE! | #VALUE! | #VALUE! | #VALUE! | #VALUE! | 1.0817e-09 | #VALUE! | #VALUE! | #VALUE! | #VALUE! | #VALUE! | #VALUE! | 4.8267e-08 | #VALUE! | #VALUE! | #VALUE! | #VALUE! | #VALUE! | #VALUE! | -7.688e-08 | #VALUE! | #VALUE! | #VALUE! | #VALUE! | #VALUE! | #VALUE! | 4.8422e-09 | #VALUE! | #VALUE! | #VALUE! | #VALUE! | #VALUE! | #VALUE! | 7.4213e-07 | #VALUE! | #VALUE! | #VALUE! | #VALUE! | #VALUE! | #VALUE! | -2.8042e-07 | #VALUE! | #VALUE! | #VALUE! | #VALUE! | #VALUE! | #VALUE! | 6.2059e-09 | #VALUE! | #VALUE! | #VALUE! | #VALUE! | #VALUE! | #VALUE! | 4.1577e-07 | #VALUE! | #VALUE! | #VALUE! | #VALUE! | #VALUE! | #VALUE! | -9.4978e-08 | #VALUE! | #VALUE! | #VALUE! | #VALUE! | #VALUE! | #VALUE! | -2.2346e-09 | #VALUE! | #VALUE! | #VALUE! | #VALUE! | #VALUE! | #VALUE! | 7.1379e-07 | #VALUE! | #VALUE! | #VALUE! | #VALUE! | #VALUE! | #VALUE! | -3.2113e-07 | #VALUE! | #VALUE! | #VALUE! | #VALUE! | #VALUE! | #VALUE! | 1.3227e-09 | #VALUE! | #VALUE! | #VALUE! | #VALUE! | #VALUE! | #VALUE! | 1.3493e-07 | #VALUE! | #VALUE! | #VALUE! | #VALUE! | #VALUE! | #VALUE! | -1.1942e-07 | #VALUE! | #VALUE! | #VALUE! | #VALUE! | #VALUE! | #VALUE! | 5.7764e-10 | #VALUE! | #VALUE! | #VALUE! | #VALUE! | #VALUE! | #VALUE! | 1.0777e-06 | #VALUE! | #VALUE! | #VALUE! | #VALUE! | #VALUE! | #VALUE! | -3.6326e-07 | #VALUE! | #VALUE! | #VALUE! | #VALUE! | #VALUE! | #VALUE! | -1.8707e-08 | #VALUE! | #VALUE! | #VALUE! | #VALUE! | #VALUE! | #VALUE! | 2.7044e-08 | #VALUE! | #VALUE! | #VALUE! | #VALUE! | #VALUE! | #VALUE! | -1.033e-07 | #VALUE! | #VALUE! | #VALUE! | #VALUE! | #VALUE! | #VALUE! | -9.7405e-10 | #VALUE! | #VALUE! | #VALUE! | #VALUE! | #VALUE! | #VALUE! | -0.00011733 | #VALUE! | #VALUE! | #VALUE! | #VALUE! | #VALUE! | #VALUE! | -5.0605e-07 | #VALUE! | #VALUE! | #VALUE! | #VALUE! | #VALUE! | #VALUE! | -3.1277e-08 | #VALUE! | #VALUE! | #VALUE! | #VALUE! | #VALUE! | #VALUE! | -1.5635e-09 | #VALUE! | #VALUE! | #VALUE! | #VALUE! | #VALUE! | #VALUE! | -9.803e-08 | #VALUE! | #VALUE! | #VALUE! | #VALUE! | #VALUE! | #VALUE! | -5.0205e-05 | #VALUE! | #VALUE! | #VALUE! | #VALUE! | #VALUE! | #VALUE! | -0.00029923 | #VALUE! | #VALUE! | #VALUE! | #VALUE! | #VALUE! | #VALUE! | -3.1848e-06 | #VALUE! | #VALUE! | #VALUE! | #VALUE! | #VALUE! | #VALUE! | 4.227e-09 | #VALUE! | #VALUE! | #VALUE! | #VALUE! | #VALUE! | #VALUE! | -5.099e-06 | #VALUE! | #VALUE! | #VALUE! | #VALUE! | #VALUE! | #VALUE! | -1.1985e-07 | #VALUE! | #VALUE! | #VALUE! | #VALUE! | #VALUE! | #VALUE! | -2.7735e-09 | #VALUE! | #VALUE! | #VALUE! | #VALUE! | #VALUE! | #VALUE! | -0.43039 | #VALUE! | #VALUE! | #VALUE! | #VALUE! | #VALUE! | #VALUE! | 1.9843e-05 | #VALUE! | #VALUE! | #VALUE! | #VALUE! | #VALUE! | #VALUE! | 2.7102e-05 | #VALUE! | #VALUE! | #VALUE! | #VALUE! | #VALUE! | #VALUE! | -0.20167 | #VALUE! | #VALUE! | #VALUE! | #VALUE! | #VALUE! | #VALUE! | -0.0005939 | #VALUE! | #VALUE! | #VALUE! | #VALUE! | #VALUE! | #VALUE! | -4.926e-06 | #VALUE! | #VALUE! | #VALUE! | #VALUE! | #VALUE! | #VALUE! | -0.36584 | #VALUE! | #VALUE! | #VALUE! | #VALUE! | #VALUE! | #VALUE! | 2.3801e-05 | #VALUE! | #VALUE! | #VALUE! | #VALUE! | #VALUE! | #VALUE! | 2.9124e-05 | #VALUE! | #VALUE! | #VALUE! | #VALUE! | #VALUE! | #VALUE! | -0.1778 | #VALUE! | #VALUE! | #VALUE! | #VALUE! | #VALUE! | #VALUE! | 7.5586e-05 | #VALUE! | #VALUE! | #VALUE! | #VALUE! | #VALUE! | #VALUE! | 2.9113e-05 | #VALUE! | #VALUE! | #VALUE! | #VALUE! | #VALUE! | #VALUE! | -0.30088 | #VALUE! | #VALUE! | #VALUE! | #VALUE! | #VALUE! | #VALUE! | -1.0718e-05 | #VALUE! | #VALUE! | #VALUE! | #VALUE! | #VALUE! | #VALUE! | 7.4635e-10 | #VALUE! | #VALUE! | #VALUE! | #VALUE! | #VALUE! | #VALUE! | -0.16984 | #VALUE! | #VALUE! | #VALUE! | #VALUE! | #VALUE! | #VALUE! | 0.20459 | #VALUE! | #VALUE! | #VALUE! | #VALUE! | #VALUE! | #VALUE! | -3.0323e-08 | #VALUE! | #VALUE! | #VALUE! | #VALUE! | #VALUE! | #VALUE! | -0.32729 | #VALUE! | #VALUE! | #VALUE! | #VALUE! | #VALUE! | #VALUE! | 2.2954e-05 | #VALUE! | #VALUE! | #VALUE! | #VALUE! | #VALUE! | #VALUE! | 1.3566e-09 | #VALUE! | #VALUE! | #VALUE! | #VALUE! | #VALUE! | #VALUE! | -0.067143 | #VALUE! | #VALUE! | #VALUE! | #VALUE! | #VALUE! | #VALUE! | 5.9824e-05 | #VALUE! | #VALUE! | #VALUE! | #VALUE! | #VALUE! | #VALUE! | 9.8057e-05 | #VALUE! | #VALUE! | #VALUE! | #VALUE! | #VALUE! | #VALUE! | -2.2276e-05 | #VALUE! | #VALUE! | #VALUE! | #VALUE! | #VALUE! | #VALUE! | -0.00057464 | #VALUE! | #VALUE! | #VALUE! | #VALUE! | #VALUE! | #VALUE! | -5.0041e-09 | #VALUE! | #VALUE! | #VALUE! | #VALUE! | #VALUE! | #VALUE! | -0.047207 | #VALUE! | #VALUE! | #VALUE! | #VALUE! | #VALUE! | #VALUE! | -0.00076783 | #VALUE! | #VALUE! | #VALUE! | #VALUE! | #VALUE! | #VALUE! | -5.0897e-05 | #VALUE! | #VALUE! | #VALUE! | #VALUE! | #VALUE! | #VALUE! | -0.12163 | #VALUE! | #VALUE! | #VALUE! | #VALUE! | #VALUE! | #VALUE! | -0.00074181 | #VALUE! | #VALUE! | #VALUE! | #VALUE! | #VALUE! | #VALUE! | 2.9677e-05 | #VALUE! | #VALUE! | #VALUE! | #VALUE! | #VALUE! | #VALUE! | -0.08842 | #VALUE! | #VALUE! | #VALUE! | #VALUE! | #VALUE! | #VALUE! | 2.3201e-07 | #VALUE! | #VALUE! | #VALUE! | #VALUE! | #VALUE! | #VALUE! | -4.6945e-08 | #VALUE! | #VALUE! | #VALUE! | #VALUE! | #VALUE! | #VALUE! | 1.2201e-06 | #VALUE! | #VALUE! | #VALUE! | #VALUE! | #VALUE! | #VALUE! | 0.51913 | #VALUE! | #VALUE! | #VALUE! | #VALUE! | #VALUE! | #VALUE! | 0.037787 | #VALUE! | #VALUE! | #VALUE! | #VALUE! | #VALUE! | #VALUE! | 9.9486e-07 | #VALUE! | #VALUE! | #VALUE! | #VALUE! | #VALUE! | #VALUE! | -9.1784e-07 | #VALUE! | #VALUE! | #VALUE! | #VALUE! | #VALUE! | #VALUE! | 1.7691e-06 | #VALUE! | #VALUE! | #VALUE! | #VALUE! | #VALUE! | #VALUE! | -1.6737e-06 | #VALUE! | #VALUE! | #VALUE! | #VALUE! | #VALUE! | #VALUE! | 4.2752e-05 | #VALUE! | #VALUE! | #VALUE! | #VALUE! | #VALUE! | #VALUE! | 5.6786e-06 | #VALUE! | #VALUE! | #VALUE! | #VALUE! | #VALUE! | #VALUE! | -4.103e-06 | #VALUE! | #VALUE! | #VALUE! | #VALUE! | #VALUE! | #VALUE! | -5.7075e-08 | #VALUE! | #VALUE! | #VALUE! | #VALUE! | #VALUE! | #VALUE! | 5.5549e-07 | #VALUE! | #VALUE! | #VALUE! | #VALUE! | #VALUE! | #VALUE! | -0.00078189 | #VALUE! | #VALUE! | #VALUE! | #VALUE! | #VALUE! | #VALUE! | -7.9877e-05 | #VALUE! | #VALUE! | #VALUE! | #VALUE! | #VALUE! | #VALUE! | 2.7086e-06 | #VALUE! | #VALUE! | #VALUE! | #VALUE! | #VALUE! | #VALUE! | -3.0846e-06 | #VALUE! | #VALUE! | #VALUE! | #VALUE! | #VALUE! | #VALUE! | -9.0571e-07 | #VALUE! | #VALUE! | #VALUE! | #VALUE! | #VALUE! | #VALUE! | 7.3952e-08 | #VALUE! | #VALUE! | #VALUE! | #VALUE! | #VALUE! | #VALUE! | -1.1285e-06 | #VALUE! | #VALUE! | #VALUE! | #VALUE! | #VALUE! | #VALUE! | -1.2818 | #VALUE! | #VALUE! | #VALUE! | #VALUE! | #VALUE! | #VALUE! | -4.2384e-05 | #VALUE! | #VALUE! | #VALUE! | #VALUE! | #VALUE! | #VALUE! | -2.5924e-05 | #VALUE! | #VALUE! | #VALUE! | #VALUE! | #VALUE! | #VALUE! | -8.6173e-07 | #VALUE! | #VALUE! | #VALUE! | #VALUE! | #VALUE! | #VALUE! | 1.7939e-07 | #VALUE! | #VALUE! | #VALUE! | #VALUE! | #VALUE! | #VALUE! | -2.468e-06 | #VALUE! | #VALUE! | #VALUE! | #VALUE! | #VALUE! | #VALUE! | -0.00046773 | #VALUE! | #VALUE! | #VALUE! | #VALUE! | #VALUE! | #VALUE! | 0.037145 | #VALUE! | #VALUE! | #VALUE! | #VALUE! | #VALUE! | #VALUE! | -0.00041797 | #VALUE! | #VALUE! | #VALUE! | #VALUE! | #VALUE! | #VALUE! | -7.2372e-08 | #VALUE! | #VALUE! | #VALUE! | #VALUE! | #VALUE! | #VALUE! | 9.2331e-08 | #VALUE! | #VALUE! | #VALUE! | #VALUE! | #VALUE! | #VALUE! | -1.6047e-06 | #VALUE! | #VALUE! | #VALUE! | #VALUE! | #VALUE! | #VALUE! | -0.00050081 | #VALUE! | #VALUE! | #VALUE! | #VALUE! | #VALUE! | #VALUE! | -0.18756 | #VALUE! | #VALUE! | #VALUE! | #VALUE! | #VALUE! | #VALUE! | 0.00015503 | #VALUE! | #VALUE! | #VALUE! | #VALUE! | #VALUE! | #VALUE! | -5.9881e-08 | #VALUE! | #VALUE! | #VALUE! | #VALUE! | #VALUE! | #VALUE! | -9.9637e-07 | #VALUE! | #VALUE! | #VALUE! | #VALUE! | #VALUE! | #VALUE! | 1.4439 | #VALUE! | #VALUE! | #VALUE! | #VALUE! | #VALUE! | #VALUE! | 0.41077 | #VALUE! | #VALUE! | #VALUE! | #VALUE! | #VALUE! | #VALUE! | 3.0233e-06 | #VALUE! | #VALUE! | #VALUE! | #VALUE! | #VALUE! | #VALUE! | 7.863e-05 | #VALUE! | #VALUE! | #VALUE! | #VALUE! | #VALUE! | #VALUE! | 5.5492e-06 | #VALUE! | #VALUE! | #VALUE! | #VALUE! | #VALUE! | #VALUE! | -1.5365e-08 | #VALUE! | #VALUE! | #VALUE! | #VALUE! | #VALUE! | #VALUE! | 6.1185e-05 | #VALUE! | #VALUE! | #VALUE! | #VALUE! | #VALUE! | #VALUE! | -0.97353 | #VALUE! | #VALUE! | #VALUE! | #VALUE! | #VALUE! | #VALUE! | -5.1225e-05 | #VALUE! | #VALUE! | #VALUE! | #VALUE! | #VALUE! | #VALUE! | -2.0375e-06 | #VALUE! | #VALUE! | #VALUE! | #VALUE! | #VALUE! | #VALUE! | 1.5632e-06 | #VALUE! | #VALUE! | #VALUE! | #VALUE! | #VALUE! | #VALUE! | 7.3077e-07 | #VALUE! | #VALUE! | #VALUE! | #VALUE! | #VALUE! | #VALUE! | 9.4868e-05 | #VALUE! | #VALUE! | #VALUE! | #VALUE! | #VALUE! | #VALUE! | 7.8823e-05 | #VALUE! | #VALUE! | #VALUE! | #VALUE! | #VALUE! | #VALUE! | 3.2492e-08 | #VALUE! | #VALUE! | #VALUE! | #VALUE! | #VALUE! | #VALUE! | 0.00011805 | #VALUE! | #VALUE! | #VALUE! | #VALUE! | #VALUE! | #VALUE! | -0.00059856 | #VALUE! | #VALUE! | #VALUE! | #VALUE! | #VALUE! | #VALUE! | -3.1225e-08 | #VALUE! | #VALUE! | #VALUE! | #VALUE! | #VALUE! | #VALUE! | -1.582e-08 | #VALUE! | #VALUE! | #VALUE! | #VALUE! | #VALUE! | #VALUE! | -0.00035975 | #VALUE! | #VALUE! | #VALUE! | #VALUE! | #VALUE! | #VALUE! | 7.4194e-06 | #VALUE! | #VALUE! | #VALUE! | #VALUE! | #VALUE! | #VALUE! | -2.073e-06 | #VALUE! | #VALUE! | #VALUE! | #VALUE! | #VALUE! | #VALUE! | -0.00038693 | #VALUE! | #VALUE! | #VALUE! | #VALUE! | #VALUE! | #VALUE! | 2.3867e-08 | #VALUE! | #VALUE! | #VALUE! | #VALUE! | #VALUE! | #VALUE! | -1.8066e-07 | #VALUE! | #VALUE! | #VALUE! | #VALUE! | #VALUE! | #VALUE! | 1.8318e-05 | #VALUE! | #VALUE! | #VALUE! | #VALUE! | #VALUE! | #VALUE! | -0.093567 | #VALUE! | #VALUE! | #VALUE! | #VALUE! | #VALUE! | #VALUE! | 9.9515e-08 | #VALUE! | #VALUE! | #VALUE! | #VALUE! | #VALUE! | #VALUE! | -1.0674e-05 | #VALUE! | #VALUE! | #VALUE! | #VALUE! | #VALUE! | #VALUE! | 9.0159e-06 | #VALUE! | #VALUE! | #VALUE! | #VALUE! | #VALUE! | #VALUE! | -6.6763e-07 | #VALUE! | #VALUE! | #VALUE! | #VALUE! | #VALUE! | #VALUE! | -0.74546 | #VALUE! | #VALUE! | #VALUE! | #VALUE! | #VALUE! | #VALUE! | 5.9548e-06 | #VALUE! | #VALUE! | #VALUE! | #VALUE! | #VALUE! | #VALUE! | 2.9847e-07 | #VALUE! | #VALUE! | #VALUE! | #VALUE! | #VALUE! | #VALUE! | -0.00060335 | #VALUE! | #VALUE! | #VALUE! | #VALUE! | #VALUE! | #VALUE! | -3.8131e-06 | #VALUE! | #VALUE! | #VALUE! | #VALUE! | #VALUE! | #VALUE! | 1.0629e-05 | #VALUE! | #VALUE! | #VALUE! | #VALUE! | #VALUE! | #VALUE! | -8.5104e-05 | #VALUE! | #VALUE! | #VALUE! | #VALUE! | #VALUE! | #VALUE! | 3.0108e-11 | #VALUE! | #VALUE! | #VALUE! | #VALUE! | #VALUE! | #VALUE! | 5.9784e-06 | #VALUE! | #VALUE! | #VALUE! | #VALUE! | #VALUE! | #VALUE! | -1.359e-07 | #VALUE! | #VALUE! | #VALUE! | #VALUE! | #VALUE! | #VALUE! | 2.8944e-09 | #VALUE! | #VALUE! | #VALUE! | #VALUE! | #VALUE! | #VALUE! | -0.00011551 | #VALUE! | #VALUE! | #VALUE! | #VALUE! | #VALUE! | #VALUE! | -7.1446e-05 | #VALUE! | #VALUE! | #VALUE! | #VALUE! | #VALUE! | #VALUE! | 0.00015289 | #VALUE! | #VALUE! | #VALUE! | #VALUE! | #VALUE! | #VALUE! | 2.2757e-05 | #VALUE! | #VALUE! | #VALUE! | #VALUE! | #VALUE! | #VALUE! | -7.4481e-07 | #VALUE! | #VALUE! | #VALUE! | #VALUE! | #VALUE! | #VALUE! | 4.6206e-09 | #VALUE! | #VALUE! | #VALUE! | #VALUE! | #VALUE! | #VALUE! | 0.2106 | #VALUE! | #VALUE! | #VALUE! | #VALUE! | #VALUE! | #VALUE! | -0.0003751 | #VALUE! | #VALUE! | #VALUE! | #VALUE! | #VALUE! | #VALUE! | -6.2957e-09 | #VALUE! | #VALUE! | #VALUE! | #VALUE! | #VALUE! | #VALUE! | -0.00022697 | #VALUE! | #VALUE! | #VALUE! | #VALUE! | #VALUE! | #VALUE! | -9.4893e-08 | #VALUE! | #VALUE! | #VALUE! | #VALUE! | #VALUE! | #VALUE! | 1.9039e-09 | #VALUE! | #VALUE! | #VALUE! | #VALUE! | #VALUE! | #VALUE! | -0.51614 | #VALUE! | #VALUE! | #VALUE! | #VALUE! | #VALUE! | #VALUE! | -1.1585 | #VALUE! | #VALUE! | #VALUE! | #VALUE! | #VALUE! | #VALUE! | -1.4663e-08 | #VALUE! | #VALUE! | #VALUE! | #VALUE! | #VALUE! | #VALUE! | -0.00020164 | #VALUE! | #VALUE! | #VALUE! | #VALUE! | #VALUE! | #VALUE! | -8.9861e-08 | #VALUE! | #VALUE! | #VALUE! | #VALUE! | #VALUE! | #VALUE! | -5.2935e-12 | #VALUE! | #VALUE! | #VALUE! | #VALUE! | #VALUE! | #VALUE! | 0.29123 | #VALUE! | #VALUE! | #VALUE! | #VALUE! | #VALUE! | #VALUE! | 7.5849e-05 | #VALUE! | #VALUE! | #VALUE! | #VALUE! | #VALUE! | #VALUE! | 6.2496e-05 | #VALUE! | #VALUE! | #VALUE! | #VALUE! | #VALUE! | #VALUE! | -0.0046478 | #VALUE! | #VALUE! | #VALUE! | #VALUE! | #VALUE! | #VALUE! | -1.2416e-06 | #VALUE! | #VALUE! | #VALUE! | #VALUE! | #VALUE! | #VALUE! | 6.3037e-09 | #VALUE! | #VALUE! | #VALUE! | #VALUE! | #VALUE! | #VALUE! | -0.70178 | #VALUE! | #VALUE! | #VALUE! | #VALUE! | #VALUE! | #VALUE! | -0.00065796 | #VALUE! | #VALUE! | #VALUE! | #VALUE! | #VALUE! | #VALUE! | 3.1619e-05 | #VALUE! | #VALUE! | #VALUE! | #VALUE! | #VALUE! | #VALUE! | 1.9892e-05 | #VALUE! | #VALUE! | #VALUE! | #VALUE! | #VALUE! | #VALUE! | -1.284e-07 | #VALUE! | #VALUE! | #VALUE! | #VALUE! | #VALUE! | #VALUE! | -3.737e-08 | #VALUE! | #VALUE! | #VALUE! | #VALUE! | #VALUE! | #VALUE! | -0.66301 | #VALUE! | #VALUE! | #VALUE! | #VALUE! | #VALUE! | #VALUE! | 6.5746e-07 | #VALUE! | #VALUE! | #VALUE! | #VALUE! | #VALUE! | #VALUE! | -1.3923e-09 | #VALUE! | #VALUE! | #VALUE! | #VALUE! | #VALUE! | #VALUE! | 3.857e-05 | #VALUE! | #VALUE! | #VALUE! | #VALUE! | #VALUE! | #VALUE! | -7.1054e-05 | #VALUE! | #VALUE! | #VALUE! | #VALUE! | #VALUE! | #VALUE! | 0.00011321 | #VALUE! | #VALUE! | #VALUE! | #VALUE! | #VALUE! | #VALUE! | 1.1245e-05 | #VALUE! | #VALUE! | #VALUE! | #VALUE! | #VALUE! | #VALUE! | 0.00026944 | #VALUE! | #VALUE! | #VALUE! | #VALUE! | #VALUE! | #VALUE! | -1.0589e-08 | #VALUE! | #VALUE! | #VALUE! | #VALUE! | #VALUE! | #VALUE! | -0.00012273 | #VALUE! | #VALUE! | #VALUE! | #VALUE! | #VALUE! | #VALUE! | -6.9989e-05 | #VALUE! | #VALUE! | #VALUE! | #VALUE! | #VALUE! | #VALUE! | -4.074e-08 | #VALUE! | #VALUE! | #VALUE! | #VALUE! | #VALUE! | #VALUE! | -1.2721 | #VALUE! | #VALUE! | #VALUE! | #VALUE! | #VALUE! | #VALUE! | 0.00044991 | #VALUE! | #VALUE! | #VALUE! | #VALUE! | #VALUE! | #VALUE! | -3.871e-09 | #VALUE! | #VALUE! | #VALUE! | #VALUE! | #VALUE! | #VALUE! | -0.35759 | #VALUE! | #VALUE! | #VALUE! | #VALUE! | #VALUE! | #VALUE! | -3.2941e-05 | #VALUE! | #VALUE! | #VALUE! | #VALUE! | #VALUE! | #VALUE! | -7.8825e-09 | #VALUE! | #VALUE! | #VALUE! | #VALUE! | #VALUE! | #VALUE! | 1.3611e-05 | #VALUE! | #VALUE! | #VALUE! | #VALUE! | #VALUE! | #VALUE! | 0.00040229 | #VALUE! | #VALUE! | #VALUE! | #VALUE! | #VALUE! | #VALUE! | -3.3971e-09 | #VALUE! | #VALUE! | #VALUE! | #VALUE! | #VALUE! | #VALUE! | -1.0275e-05 | #VALUE! | #VALUE! | #VALUE! | #VALUE! | #VALUE! | #VALUE! | 0.21581 | #VALUE! | #VALUE! | #VALUE! | #VALUE! | #VALUE! | #VALUE! | -4.6188e-08 | #VALUE! | #VALUE! | #VALUE! | #VALUE! | #VALUE! | #VALUE! | -0.1665 | #VALUE! | #VALUE! | #VALUE! | #VALUE! | #VALUE! | #VALUE! | -0.00094176 | #VALUE! | #VALUE! | #VALUE! | #VALUE! | #VALUE! | #VALUE! | 5.5871e-05 | #VALUE! | #VALUE! | #VALUE! | #VALUE! | #VALUE! | #VALUE! | 3.6451e-06 | #VALUE! | #VALUE! | #VALUE! | #VALUE! | #VALUE! | #VALUE! | -0.00089411 | #VALUE! | #VALUE! | #VALUE! | #VALUE! | #VALUE! | #VALUE! | -5.1928e-08 | #VALUE! | #VALUE! | #VALUE! | #VALUE! | #VALUE! | #VALUE! | -0.090875 | #VALUE! | #VALUE! | #VALUE! | #VALUE! | #VALUE! | #VALUE! | -7.63e-05 | #VALUE! | #VALUE! | #VALUE! | #VALUE! | #VALUE! | #VALUE! | -3.1462e-09 | #VALUE! | #VALUE! | #VALUE! | #VALUE! | #VALUE! | #VALUE! | -6.5567e-06 | #VALUE! | #VALUE! | #VALUE! | #VALUE! | #VALUE! | #VALUE! | -0.0010491 | #VALUE! | #VALUE! | #VALUE! | #VALUE! | #VALUE! | #VALUE! | -4.6224e-08 | #VALUE! | #VALUE! | #VALUE! | #VALUE! | #VALUE! | #VALUE!
|  |  | 0 | 0 | 0 | -0.000631 | #VALUE! | #VALUE! | #VALUE! | #VALUE! | #VALUE! | #VALUE! | -0.00054639 | #VALUE! | #VALUE! | #VALUE! | #VALUE! | #VALUE! | #VALUE! | 0.090196 | #VALUE! | #VALUE! | #VALUE! | #VALUE! | #VALUE! | #VALUE! | -4.311e-08 | #VALUE! | #VALUE! | #VALUE! | #VALUE! | #VALUE! | #VALUE! | -1.1054e-07 | #VALUE! | #VALUE! | #VALUE! | #VALUE! | #VALUE! | #VALUE! | -0.07464 | #VALUE! | #VALUE! | #VALUE! | #VALUE! | #VALUE! | #VALUE! | 8.6919e-06 | #VALUE! | #VALUE! | #VALUE! | #VALUE! | #VALUE! | #VALUE! | -1.4303e-06 | #VALUE! | #VALUE! | #VALUE! | #VALUE! | #VALUE! | #VALUE! | 1.2326e-07 | #VALUE! | #VALUE! | #VALUE! | #VALUE! | #VALUE! | #VALUE! | -1.7715e-07 | #VALUE! | #VALUE! | #VALUE! | #VALUE! | #VALUE! | #VALUE! | -1.0076e-07 | #VALUE! | #VALUE! | #VALUE! | #VALUE! | #VALUE! | #VALUE! | 4.6737e-08 | #VALUE! | #VALUE! | #VALUE! | #VALUE! | #VALUE! | #VALUE! | -5.8234e-08 | #VALUE! | #VALUE! | #VALUE! | #VALUE! | #VALUE! | #VALUE! | 4.8242e-05 | #VALUE! | #VALUE! | #VALUE! | #VALUE! | #VALUE! | #VALUE! | 0.057618 | #VALUE! | #VALUE! | #VALUE! | #VALUE! | #VALUE! | #VALUE! | -1.0936e-07 | #VALUE! | #VALUE! | #VALUE! | #VALUE! | #VALUE! | #VALUE! | -8.7999e-08 | #VALUE! | #VALUE! | #VALUE! | #VALUE! | #VALUE! | #VALUE! | 1.2735e-07 | #VALUE! | #VALUE! | #VALUE! | #VALUE! | #VALUE! | #VALUE! | -5.4314e-07 | #VALUE! | #VALUE! | #VALUE! | #VALUE! | #VALUE! | #VALUE! | 4.3869e-05 | #VALUE! | #VALUE! | #VALUE! | #VALUE! | #VALUE! | #VALUE! | -3.2781e-05 | #VALUE! | #VALUE! | #VALUE! | #VALUE! | #VALUE! | #VALUE! | 0.26952 | #VALUE! | #VALUE! | #VALUE! | #VALUE! | #VALUE! | #VALUE! | -7.7994e-08 | #VALUE! | #VALUE! | #VALUE! | #VALUE! | #VALUE! | #VALUE! | 4.3968e-08 | #VALUE! | #VALUE! | #VALUE! | #VALUE! | #VALUE! | #VALUE! | 9.3997e-06 | #VALUE! | #VALUE! | #VALUE! | #VALUE! | #VALUE! | #VALUE! | -0.00056529 | #VALUE! | #VALUE! | #VALUE! | #VALUE! | #VALUE! | #VALUE! | 0.084125 | #VALUE! | #VALUE! | #VALUE! | #VALUE! | #VALUE! | #VALUE! | 0.2686 | #VALUE! | #VALUE! | #VALUE! | #VALUE! | #VALUE! | #VALUE! | -9.431e-08 | #VALUE! | #VALUE! | #VALUE! | #VALUE! | #VALUE! | #VALUE! | -3.9093e-07 | #VALUE! | #VALUE! | #VALUE! | #VALUE! | #VALUE! | #VALUE! | 3.5704e-05 | #VALUE! | #VALUE! | #VALUE! | #VALUE! | #VALUE! | #VALUE! | -0.00054852 | #VALUE! | #VALUE! | #VALUE! | #VALUE! | #VALUE! | #VALUE! | -2.7228e-05 | #VALUE! | #VALUE! | #VALUE! | #VALUE! | #VALUE! | #VALUE! | 1.2574e-06 | #VALUE! | #VALUE! | #VALUE! | #VALUE! | #VALUE! | #VALUE! | -9.4782e-08 | #VALUE! | #VALUE! | #VALUE! | #VALUE! | #VALUE! | #VALUE! | 9.3931e-08 | #VALUE! | #VALUE! | #VALUE! | #VALUE! | #VALUE! | #VALUE! | 4.7921e-06 | #VALUE! | #VALUE! | #VALUE! | #VALUE! | #VALUE! | #VALUE! | 4.495e-05 | #VALUE! | #VALUE! | #VALUE! | #VALUE! | #VALUE! | #VALUE! | -2.2363e-05 | #VALUE! | #VALUE! | #VALUE! | #VALUE! | #VALUE! | #VALUE! | -2.9281 | #VALUE! | #VALUE! | #VALUE! | #VALUE! | #VALUE! | #VALUE! | -0.00073681 | #VALUE! | #VALUE! | #VALUE! | #VALUE! | #VALUE! | #VALUE! | 5.9139e-06 | #VALUE! | #VALUE! | #VALUE! | #VALUE! | #VALUE! | #VALUE! | 8.8464e-06 | #VALUE! | #VALUE! | #VALUE! | #VALUE! | #VALUE! | #VALUE! | 5.7102e-05 | #VALUE! | #VALUE! | #VALUE! | #VALUE! | #VALUE! | #VALUE! | 4.2253e-08 | #VALUE! | #VALUE! | #VALUE! | #VALUE! | #VALUE! | #VALUE! | -1.3142e-07 | #VALUE! | #VALUE! | #VALUE! | #VALUE! | #VALUE! | #VALUE! | 8.6846e-05 | #VALUE! | #VALUE! | #VALUE! | #VALUE! | #VALUE! | #VALUE! | -0.058395 | #VALUE! | #VALUE! | #VALUE! | #VALUE! | #VALUE! | #VALUE! | 8.6694e-06 | #VALUE! | #VALUE! | #VALUE! | #VALUE! | #VALUE! | #VALUE! | 5.5829e-05 | #VALUE! | #VALUE! | #VALUE! | #VALUE! | #VALUE! | #VALUE! | -1.4483e-05 | #VALUE! | #VALUE! | #VALUE! | #VALUE! | #VALUE! | #VALUE! | -7.8597e-08 | #VALUE! | #VALUE! | #VALUE! | #VALUE! | #VALUE! | #VALUE! | -0.56728 | #VALUE! | #VALUE! | #VALUE! | #VALUE! | #VALUE! | #VALUE! | -4.93e-08 | #VALUE! | #VALUE! | #VALUE! | #VALUE! | #VALUE! | #VALUE! | 0.015654 | #VALUE! | #VALUE! | #VALUE! | #VALUE! | #VALUE! | #VALUE! | 3.8964e-05 | #VALUE! | #VALUE! | #VALUE! | #VALUE! | #VALUE! | #VALUE! | -0.071051 | #VALUE! | #VALUE! | #VALUE! | #VALUE! | #VALUE! | #VALUE! | -1.8045e-07 | #VALUE! | #VALUE! | #VALUE! | #VALUE! | #VALUE! | #VALUE! | -0.00048029 | #VALUE! | #VALUE! | #VALUE! | #VALUE! | #VALUE! | #VALUE! | 5.2056e-08 | #VALUE! | #VALUE! | #VALUE! | #VALUE! | #VALUE! | #VALUE! | -8.9859e-07 | #VALUE! | #VALUE! | #VALUE! | #VALUE! | #VALUE! | #VALUE! | 5.6002e-05 | #VALUE! | #VALUE! | #VALUE! | #VALUE! | #VALUE! | #VALUE! | -2.8668e-05 | #VALUE! | #VALUE! | #VALUE! | #VALUE! | #VALUE! | #VALUE! | -2.152e-07 | #VALUE! | #VALUE! | #VALUE! | #VALUE! | #VALUE! | #VALUE! | -0.00068017 | #VALUE! | #VALUE! | #VALUE! | #VALUE! | #VALUE! | #VALUE! | 9.2637e-06 | #VALUE! | #VALUE! | #VALUE! | #VALUE! | #VALUE! | #VALUE! | 0.050412 | #VALUE! | #VALUE! | #VALUE! | #VALUE! | #VALUE! | #VALUE! | -0.00057042 | #VALUE! | #VALUE! | #VALUE! | #VALUE! | #VALUE! | #VALUE! | 7.0194e-06 | #VALUE! | #VALUE! | #VALUE! | #VALUE! | #VALUE! | #VALUE! | -3.9241e-08 | #VALUE! | #VALUE! | #VALUE! | #VALUE! | #VALUE! | #VALUE! | -0.00067789 | #VALUE! | #VALUE! | #VALUE! | #VALUE! | #VALUE! | #VALUE! | -8.7196e-06 | #VALUE! | #VALUE! | #VALUE! | #VALUE! | #VALUE! | #VALUE! | 1.2718e-06 | #VALUE! | #VALUE! | #VALUE! | #VALUE! | #VALUE! | #VALUE! | -7.2727e-05 | #VALUE! | #VALUE! | #VALUE! | #VALUE! | #VALUE! | #VALUE! | -1.7349e-09 | #VALUE! | #VALUE! | #VALUE! | #VALUE! | #VALUE! | #VALUE! | 3.5835e-07 | #VALUE! | #VALUE! | #VALUE! | #VALUE! | #VALUE! | #VALUE! | -9.6313e-07 | #VALUE! | #VALUE! | #VALUE! | #VALUE! | #VALUE! | #VALUE! | -2.5687e-08 | #VALUE! | #VALUE! | #VALUE! | #VALUE! | #VALUE! | #VALUE! | 1.0331e-06 | #VALUE! | #VALUE! | #VALUE! | #VALUE! | #VALUE! | #VALUE! | -3.3061e-07 | #VALUE! | #VALUE! | #VALUE! | #VALUE! | #VALUE! | #VALUE! | -2.8283e-08 | #VALUE! | #VALUE! | #VALUE! | #VALUE! | #VALUE! | #VALUE! | 3.7118e-08 | #VALUE! | #VALUE! | #VALUE! | #VALUE! | #VALUE! | #VALUE! | 8.6437e-08 | #VALUE! | #VALUE! | #VALUE! | #VALUE! | #VALUE! | #VALUE! | 8.4047e-10 | #VALUE! | #VALUE! | #VALUE! | #VALUE! | #VALUE! | #VALUE! | 8.6473e-07 | #VALUE! | #VALUE! | #VALUE! | #VALUE! | #VALUE! | #VALUE! | -4.4829e-07 | #VALUE! | #VALUE! | #VALUE! | #VALUE! | #VALUE! | #VALUE! | -8.8637e-06 | #VALUE! | #VALUE! | #VALUE! | #VALUE! | #VALUE! | #VALUE! | 4.5692e-08 | #VALUE! | #VALUE! | #VALUE! | #VALUE! | #VALUE! | #VALUE! | -9.6577e-08 | #VALUE! | #VALUE! | #VALUE! | #VALUE! | #VALUE! | #VALUE! | -7.7665e-10 | #VALUE! | #VALUE! | #VALUE! | #VALUE! | #VALUE! | #VALUE! | 1.9888e-07 | #VALUE! | #VALUE! | #VALUE! | #VALUE! | #VALUE! | #VALUE! | -1.6883e-06 | #VALUE! | #VALUE! | #VALUE! | #VALUE! | #VALUE! | #VALUE! | 2.1382e-05 | #VALUE! | #VALUE! | #VALUE! | #VALUE! | #VALUE! | #VALUE! | 3.3665e-07 | #VALUE! | #VALUE! | #VALUE! | #VALUE! | #VALUE! | #VALUE! | -1.0423e-06 | #VALUE! | #VALUE! | #VALUE! | #VALUE! | #VALUE! | #VALUE! | 8.4001e-09 | #VALUE! | #VALUE! | #VALUE! | #VALUE! | #VALUE! | #VALUE! | -0.88606 | #VALUE! | #VALUE! | #VALUE! | #VALUE! | #VALUE! | #VALUE! | -2.3139e-06 | #VALUE! | #VALUE! | #VALUE! | #VALUE! | #VALUE! | #VALUE! | 4.7796e-05 | #VALUE! | #VALUE! | #VALUE! | #VALUE! | #VALUE! | #VALUE! | 7.1508e-07 | #VALUE! | #VALUE! | #VALUE! | #VALUE! | #VALUE! | #VALUE! | 1.0183e-07 | #VALUE! | #VALUE! | #VALUE! | #VALUE! | #VALUE! | #VALUE! | 8.4041e-10 | #VALUE! | #VALUE! | #VALUE! | #VALUE! | #VALUE! | #VALUE! | -0.25121 | #VALUE! | #VALUE! | #VALUE! | #VALUE! | #VALUE! | #VALUE! | -0.00020753 | #VALUE! | #VALUE! | #VALUE! | #VALUE! | #VALUE! | #VALUE! | -1.4961e-08 | #VALUE! | #VALUE! | #VALUE! | #VALUE! | #VALUE! | #VALUE! | 3.4573e-05 | #VALUE! | #VALUE! | #VALUE! | #VALUE! | #VALUE! | #VALUE! | 2.5021e-07 | #VALUE! | #VALUE! | #VALUE! | #VALUE! | #VALUE! | #VALUE! | 9.2534e-10 | #VALUE! | #VALUE! | #VALUE! | #VALUE! | #VALUE! | #VALUE! | -0.54572 | #VALUE! | #VALUE! | #VALUE! | #VALUE! | #VALUE! | #VALUE! | 2.8094e-05 | #VALUE! | #VALUE! | #VALUE! | #VALUE! | #VALUE! | #VALUE! | -4.0718e-05 | #VALUE! | #VALUE! | #VALUE! | #VALUE! | #VALUE! | #VALUE! | -0.5565 | #VALUE! | #VALUE! | #VALUE! | #VALUE! | #VALUE! | #VALUE! | 0.36869 | #VALUE! | #VALUE! | #VALUE! | #VALUE! | #VALUE! | #VALUE! | 2.7724e-10 | #VALUE! | #VALUE! | #VALUE! | #VALUE! | #VALUE! | #VALUE! | -0.4771 | #VALUE! | #VALUE! | #VALUE! | #VALUE! | #VALUE! | #VALUE! | 6.4136e-07 | #VALUE! | #VALUE! | #VALUE! | #VALUE! | #VALUE! | #VALUE! | -3.4104e-05 | #VALUE! | #VALUE! | #VALUE! | #VALUE! | #VALUE! | #VALUE! | -0.36812 | #VALUE! | #VALUE! | #VALUE! | #VALUE! | #VALUE! | #VALUE! | -0.00069646 | #VALUE! | #VALUE! | #VALUE! | #VALUE! | #VALUE! | #VALUE! | 0.00017497 | #VALUE! | #VALUE! | #VALUE! | #VALUE! | #VALUE! | #VALUE! | -0.4129 | #VALUE! | #VALUE! | #VALUE! | #VALUE! | #VALUE! | #VALUE! | -3.2833e-05 | #VALUE! | #VALUE! | #VALUE! | #VALUE! | #VALUE! | #VALUE! | -1.8955e-09 | #VALUE! | #VALUE! | #VALUE! | #VALUE! | #VALUE! | #VALUE! | -0.3348 | #VALUE! | #VALUE! | #VALUE! | #VALUE! | #VALUE! | #VALUE! | -0.80076 | #VALUE! | #VALUE! | #VALUE! | #VALUE! | #VALUE! | #VALUE! | -4.3665e-08 | #VALUE! | #VALUE! | #VALUE! | #VALUE! | #VALUE! | #VALUE! | -0.39119 | #VALUE! | #VALUE! | #VALUE! | #VALUE! | #VALUE! | #VALUE! | 6.8693e-07 | #VALUE! | #VALUE! | #VALUE! | #VALUE! | #VALUE! | #VALUE! | -4.0446e-09 | #VALUE! | #VALUE! | #VALUE! | #VALUE! | #VALUE! | #VALUE! | -0.16177 | #VALUE! | #VALUE! | #VALUE! | #VALUE! | #VALUE! | #VALUE! | -0.00053437 | #VALUE! | #VALUE! | #VALUE! | #VALUE! | #VALUE! | #VALUE! | -1.2337e-09 | #VALUE! | #VALUE! | #VALUE! | #VALUE! | #VALUE! | #VALUE! | -0.25166 | #VALUE! | #VALUE! | #VALUE! | #VALUE! | #VALUE! | #VALUE! | 0.29434 | #VALUE! | #VALUE! | #VALUE! | #VALUE! | #VALUE! | #VALUE! | -1.7552e-08 | #VALUE! | #VALUE! | #VALUE! | #VALUE! | #VALUE! | #VALUE! | -0.12849 | #VALUE! | #VALUE! | #VALUE! | #VALUE! | #VALUE! | #VALUE! | 0.39055 | #VALUE! | #VALUE! | #VALUE! | #VALUE! | #VALUE! | #VALUE! | 8.0024e-09 | #VALUE! | #VALUE! | #VALUE! | #VALUE! | #VALUE! | #VALUE! | -0.2692 | #VALUE! | #VALUE! | #VALUE! | #VALUE! | #VALUE! | #VALUE! | 0.61446 | #VALUE! | #VALUE! | #VALUE! | #VALUE! | #VALUE! | #VALUE! | -3.9251e-05 | #VALUE! | #VALUE! | #VALUE! | #VALUE! | #VALUE! | #VALUE! | 0.40268 | #VALUE! | #VALUE! | #VALUE! | #VALUE! | #VALUE! | #VALUE! | -0.0039072 | #VALUE! | #VALUE! | #VALUE! | #VALUE! | #VALUE! | #VALUE! | 9.6792e-06 | #VALUE! | #VALUE! | #VALUE! | #VALUE! | #VALUE! | #VALUE! | -0.00011928 | #VALUE! | #VALUE! | #VALUE! | #VALUE! | #VALUE! | #VALUE! | 1.8067 | #VALUE! | #VALUE! | #VALUE! | #VALUE! | #VALUE! | #VALUE! | -0.12589 | #VALUE! | #VALUE! | #VALUE! | #VALUE! | #VALUE! | #VALUE! | 1.6256e-06 | #VALUE! | #VALUE! | #VALUE! | #VALUE! | #VALUE! | #VALUE! | -4.834e-05 | #VALUE! | #VALUE! | #VALUE! | #VALUE! | #VALUE! | #VALUE! | 5.3545e-06 | #VALUE! | #VALUE! | #VALUE! | #VALUE! | #VALUE! | #VALUE! | -0.022309 | #VALUE! | #VALUE! | #VALUE! | #VALUE! | #VALUE! | #VALUE! | -0.00048588 | #VALUE! | #VALUE! | #VALUE! | #VALUE! | #VALUE! | #VALUE! | -3.3207e-05 | #VALUE! | #VALUE! | #VALUE! | #VALUE! | #VALUE! | #VALUE! | -1.965e-05 | #VALUE! | #VALUE! | #VALUE! | #VALUE! | #VALUE! | #VALUE! | 2.1813e-07 | #VALUE! | #VALUE! | #VALUE! | #VALUE! | #VALUE! | #VALUE! | -4.6684e-06 | #VALUE! | #VALUE! | #VALUE! | #VALUE! | #VALUE! | #VALUE! | 1.552 | #VALUE! | #VALUE! | #VALUE! | #VALUE! | #VALUE! | #VALUE! | -0.00039945 | #VALUE! | #VALUE! | #VALUE! | #VALUE! | #VALUE! | #VALUE! | -1.9281e-05 | #VALUE! | #VALUE! | #VALUE! | #VALUE! | #VALUE! | #VALUE! | -1.177e-05 | #VALUE! | #VALUE! | #VALUE! | #VALUE! | #VALUE! | #VALUE! | -3.8179e-05 | #VALUE! | #VALUE! | #VALUE! | #VALUE! | #VALUE! | #VALUE! | 3.1051e-07 | #VALUE! | #VALUE! | #VALUE! | #VALUE! | #VALUE! | #VALUE! | 1.3876e-06 | #VALUE! | #VALUE! | #VALUE! | #VALUE! | #VALUE! | #VALUE! | 0.33608 | #VALUE! | #VALUE! | #VALUE! | #VALUE! | #VALUE! | #VALUE! | 2.6171e-06 | #VALUE! | #VALUE! | #VALUE! | #VALUE! | #VALUE! | #VALUE! | 0.00024126 | #VALUE! | #VALUE! | #VALUE! | #VALUE! | #VALUE! | #VALUE! | 8.7141e-06 | #VALUE! | #VALUE! | #VALUE! | #VALUE! | #VALUE! | #VALUE! | 6.6871e-07 | #VALUE! | #VALUE! | #VALUE! | #VALUE! | #VALUE! | #VALUE! | 3.8948e-06 | #VALUE! | #VALUE! | #VALUE! | #VALUE! | #VALUE! | #VALUE! | -1.6195 | #VALUE! | #VALUE! | #VALUE! | #VALUE! | #VALUE! | #VALUE! | 0.049876 | #VALUE! | #VALUE! | #VALUE! | #VALUE! | #VALUE! | #VALUE! | -0.00010926 | #VALUE! | #VALUE! | #VALUE! | #VALUE! | #VALUE! | #VALUE! | 1.6139e-07 | #VALUE! | #VALUE! | #VALUE! | #VALUE! | #VALUE! | #VALUE! | 4.2618e-07 | #VALUE! | #VALUE! | #VALUE! | #VALUE! | #VALUE! | #VALUE! | -0.027092 | #VALUE! | #VALUE! | #VALUE! | #VALUE! | #VALUE! | #VALUE! | -1.6722 | #VALUE! | #VALUE! | #VALUE! | #VALUE! | #VALUE! | #VALUE! | 0.032441 | #VALUE! | #VALUE! | #VALUE! | #VALUE! | #VALUE! | #VALUE! | -0.0012537 | #VALUE! | #VALUE! | #VALUE! | #VALUE! | #VALUE! | #VALUE! | 1.206e-07 | #VALUE! | #VALUE! | #VALUE! | #VALUE! | #VALUE! | #VALUE! | 4.2932e-07 | #VALUE! | #VALUE! | #VALUE! | #VALUE! | #VALUE! | #VALUE! | -2.396 | #VALUE! | #VALUE! | #VALUE! | #VALUE! | #VALUE! | #VALUE! | 1.3235 | #VALUE! | #VALUE! | #VALUE! | #VALUE! | #VALUE! | #VALUE! | 0.049962 | #VALUE! | #VALUE! | #VALUE! | #VALUE! | #VALUE! | #VALUE! | -0.0021246 | #VALUE! | #VALUE! | #VALUE! | #VALUE! | #VALUE! | #VALUE! | 0.44321 | #VALUE! | #VALUE! | #VALUE! | #VALUE! | #VALUE! | #VALUE! | 6.9034e-06 | #VALUE! | #VALUE! | #VALUE! | #VALUE! | #VALUE! | #VALUE! | -2.6614 | #VALUE! | #VALUE! | #VALUE! | #VALUE! | #VALUE! | #VALUE! | 2.2052e-05 | #VALUE! | #VALUE! | #VALUE! | #VALUE! | #VALUE! | #VALUE! | -1.1487e-05 | #VALUE! | #VALUE! | #VALUE! | #VALUE! | #VALUE! | #VALUE! | -1.4538e-05 | #VALUE! | #VALUE! | #VALUE! | #VALUE! | #VALUE! | #VALUE! | 0.4495 | #VALUE! | #VALUE! | #VALUE! | #VALUE! | #VALUE! | #VALUE! | -4.3934e-06 | #VALUE! | #VALUE! | #VALUE! | #VALUE! | #VALUE! | #VALUE! | -0.0017702 | #VALUE! | #VALUE! | #VALUE! | #VALUE! | #VALUE! | #VALUE! | 4.2526e-05 | #VALUE! | #VALUE! | #VALUE! | #VALUE! | #VALUE! | #VALUE! | 1.04e-07 | #VALUE! | #VALUE! | #VALUE! | #VALUE! | #VALUE! | #VALUE! | 0.00027258 | #VALUE! | #VALUE! | #VALUE! | #VALUE! | #VALUE! | #VALUE! | 7.848e-06 | #VALUE! | #VALUE! | #VALUE! | #VALUE! | #VALUE! | #VALUE! | 8.7002e-06 | #VALUE! | #VALUE! | #VALUE! | #VALUE! | #VALUE! | #VALUE! | 8.9372e-06 | #VALUE! | #VALUE! | #VALUE! | #VALUE! | #VALUE! | #VALUE! | 2.3471e-05 | #VALUE! | #VALUE! | #VALUE! | #VALUE! | #VALUE! | #VALUE! | -4.5248e-05 | #VALUE! | #VALUE! | #VALUE! | #VALUE! | #VALUE! | #VALUE! | -1.475e-06 | #VALUE! | #VALUE! | #VALUE! | #VALUE! | #VALUE! | #VALUE! | 1.7929e-05 | #VALUE! | #VALUE! | #VALUE! | #VALUE! | #VALUE! | #VALUE! | -0.082868 | #VALUE! | #VALUE! | #VALUE! | #VALUE! | #VALUE! | #VALUE! | 5.6161e-05 | #VALUE! | #VALUE! | #VALUE! | #VALUE! | #VALUE! | #VALUE! | -1.116e-05 | #VALUE! | #VALUE! | #VALUE! | #VALUE! | #VALUE! | #VALUE! | 0.031611 | #VALUE! | #VALUE! | #VALUE! | #VALUE! | #VALUE! | #VALUE! | -7.5359e-08 | #VALUE! | #VALUE! | #VALUE! | #VALUE! | #VALUE! | #VALUE! | -6.5419e-06 | #VALUE! | #VALUE! | #VALUE! | #VALUE! | #VALUE! | #VALUE! | -4.043e-05 | #VALUE! | #VALUE! | #VALUE! | #VALUE! | #VALUE! | #VALUE! | -2.1258e-06 | #VALUE! | #VALUE! | #VALUE! | #VALUE! | #VALUE! | #VALUE! | -2.2257e-06 | #VALUE! | #VALUE! | #VALUE! | #VALUE! | #VALUE! | #VALUE! | -3.7462e-05 | #VALUE! | #VALUE! | #VALUE! | #VALUE! | #VALUE! | #VALUE! | -0.34468 | #VALUE! | #VALUE! | #VALUE! | #VALUE! | #VALUE! | #VALUE! | 1.671e-05 | #VALUE! | #VALUE! | #VALUE! | #VALUE! | #VALUE! | #VALUE! | -0.18295 | #VALUE! | #VALUE! | #VALUE! | #VALUE! | #VALUE! | #VALUE! | 0.21435 | #VALUE! | #VALUE! | #VALUE! | #VALUE! | #VALUE! | #VALUE! | 4.361e-05 | #VALUE! | #VALUE! | #VALUE! | #VALUE! | #VALUE! | #VALUE! | -1.084e-07 | #VALUE! | #VALUE! | #VALUE! | #VALUE! | #VALUE! | #VALUE! | 1.389e-05 | #VALUE! | #VALUE! | #VALUE! | #VALUE! | #VALUE! | #VALUE! | 1.4884e-05 | #VALUE! | #VALUE! | #VALUE! | #VALUE! | #VALUE! | #VALUE! | -2.7439e-08 | #VALUE! | #VALUE! | #VALUE! | #VALUE! | #VALUE! | #VALUE! | -0.52837 | #VALUE! | #VALUE! | #VALUE! | #VALUE! | #VALUE! | #VALUE! | 5.1661e-05 | #VALUE! | #VALUE! | #VALUE! | #VALUE! | #VALUE! | #VALUE! | -2.8285e-09 | #VALUE! | #VALUE! | #VALUE! | #VALUE! | #VALUE! | #VALUE! | -0.00022712 | #VALUE! | #VALUE! | #VALUE! | #VALUE! | #VALUE! | #VALUE! | -1.0425e-07 | #VALUE! | #VALUE! | #VALUE! | #VALUE! | #VALUE! | #VALUE! | -3.5919e-08 | #VALUE! | #VALUE! | #VALUE! | #VALUE! | #VALUE! | #VALUE! | -0.44184 | #VALUE! | #VALUE! | #VALUE! | #VALUE! | #VALUE! | #VALUE! | -1.6998 | #VALUE! | #VALUE! | #VALUE! | #VALUE! | #VALUE! | #VALUE! | 2.4709e-11 | #VALUE! | #VALUE! | #VALUE! | #VALUE! | #VALUE! | #VALUE! | 0.12385 | #VALUE! | #VALUE! | #VALUE! | #VALUE! | #VALUE! | #VALUE! | 1.3449e-05 | #VALUE! | #VALUE! | #VALUE! | #VALUE! | #VALUE! | #VALUE! | -2.2412e-08 | #VALUE! | #VALUE! | #VALUE! | #VALUE! | #VALUE! | #VALUE! | 0.20729 | #VALUE! | #VALUE! | #VALUE! | #VALUE! | #VALUE! | #VALUE! | -0.67383 | #VALUE! | #VALUE! | #VALUE! | #VALUE! | #VALUE! | #VALUE! | -1.9776e-10 | #VALUE! | #VALUE! | #VALUE! | #VALUE! | #VALUE! | #VALUE! | 0.077265 | #VALUE! | #VALUE! | #VALUE! | #VALUE! | #VALUE! | #VALUE! | 8.7707e-06 | #VALUE! | #VALUE! | #VALUE! | #VALUE! | #VALUE! | #VALUE! | -6.104e-05 | #VALUE! | #VALUE! | #VALUE! | #VALUE! | #VALUE! | #VALUE! | -0.38344 | #VALUE! | #VALUE! | #VALUE! | #VALUE! | #VALUE! | #VALUE! | -0.00049383 | #VALUE! | #VALUE! | #VALUE! | #VALUE! | #VALUE! | #VALUE! | -4.6141e-09 | #VALUE! | #VALUE! | #VALUE! | #VALUE! | #VALUE! | #VALUE! | 0.0066192 | #VALUE! | #VALUE! | #VALUE! | #VALUE! | #VALUE! | #VALUE! | -1.274e-07 | #VALUE! | #VALUE! | #VALUE! | #VALUE! | #VALUE! | #VALUE! | -4.6859e-08 | #VALUE! | #VALUE! | #VALUE! | #VALUE! | #VALUE! | #VALUE! | 0.0003601 | #VALUE! | #VALUE! | #VALUE! | #VALUE! | #VALUE! | #VALUE! | -6.6718e-05 | #VALUE! | #VALUE! | #VALUE! | #VALUE! | #VALUE! | #VALUE! | -3.2957e-09 | #VALUE! | #VALUE! | #VALUE! | #VALUE! | #VALUE! | #VALUE! | -0.0045567 | #VALUE! | #VALUE! | #VALUE! | #VALUE! | #VALUE! | #VALUE! | -6.6458e-05 | #VALUE! | #VALUE! | #VALUE! | #VALUE! | #VALUE! | #VALUE! | 8.4976e-06 | #VALUE! | #VALUE! | #VALUE! | #VALUE! | #VALUE! | #VALUE! | -2.4171 | #VALUE! | #VALUE! | #VALUE! | #VALUE! | #VALUE! | #VALUE! | -0.0015383 | #VALUE! | #VALUE! | #VALUE! | #VALUE! | #VALUE! | #VALUE! | -7.1593e-09 | #VALUE! | #VALUE! | #VALUE! | #VALUE! | #VALUE! | #VALUE! | 4.2246e-06 | #VALUE! | #VALUE! | #VALUE! | #VALUE! | #VALUE! | #VALUE! | 0.3597 | #VALUE! | #VALUE! | #VALUE! | #VALUE! | #VALUE! | #VALUE! | -1.2872e-05 | #VALUE! | #VALUE! | #VALUE! | #VALUE! | #VALUE! | #VALUE! | 2.1083e-05 | #VALUE! | #VALUE! | #VALUE! | #VALUE! | #VALUE! | #VALUE! | 5.8794e-07 | #VALUE! | #VALUE! | #VALUE! | #VALUE! | #VALUE! | #VALUE! | 5.411e-11 | #VALUE! | #VALUE! | #VALUE! | #VALUE! | #VALUE! | #VALUE! | -0.0019757 | #VALUE! | #VALUE! | #VALUE! | #VALUE! | #VALUE! | #VALUE! | 0.37169 | #VALUE! | #VALUE! | #VALUE! | #VALUE! | #VALUE! | #VALUE! | 2.2957e-09 | #VALUE! | #VALUE! | #VALUE! | #VALUE! | #VALUE! | #VALUE! | 1.3019e-05 | #VALUE! | #VALUE! | #VALUE! | #VALUE! | #VALUE! | #VALUE! | 0.0017527 | #VALUE! | #VALUE! | #VALUE! | #VALUE! | #VALUE! | #VALUE! | -9.6701e-11 | #VALUE! | #VALUE! | #VALUE! | #VALUE! | #VALUE! | #VALUE! | 1.9091e-06 | #VALUE! | #VALUE! | #VALUE! | #VALUE! | #VALUE! | #VALUE! | -0.83904 | #VALUE! | #VALUE! | #VALUE! | #VALUE! | #VALUE! | #VALUE! | 4.2899e-12 | #VALUE! | #VALUE! | #VALUE! | #VALUE! | #VALUE! | #VALUE! | 1.7986e-05 | #VALUE! | #VALUE! | #VALUE! | #VALUE! | #VALUE! | #VALUE! | 0.0015563 | #VALUE! | #VALUE! | #VALUE! | #VALUE! | #VALUE! | #VALUE! | -1.3024e-08 | #VALUE! | #VALUE! | #VALUE! | #VALUE! | #VALUE! | #VALUE! | -8.5682e-05 | #VALUE! | #VALUE! | #VALUE! | #VALUE! | #VALUE! | #VALUE! | -0.45385 | #VALUE! | #VALUE! | #VALUE! | #VALUE! | #VALUE! | #VALUE! | 2.5803e-05 | #VALUE! | #VALUE! | #VALUE! | #VALUE! | #VALUE! | #VALUE! | -0.29907 | #VALUE! | #VALUE! | #VALUE! | #VALUE! | #VALUE! | #VALUE! | 0.00052851 | #VALUE! | #VALUE! | #VALUE! | #VALUE! | #VALUE! | #VALUE! | -4.1684e-09 | #VALUE! | #VALUE! | #VALUE! | #VALUE! | #VALUE! | #VALUE! | 4.5896e-06 | #VALUE! | #VALUE! | #VALUE! | #VALUE! | #VALUE! | #VALUE! | 0.34243 | #VALUE! | #VALUE! | #VALUE! | #VALUE! | #VALUE! | #VALUE! | 1.1265e-05 | #VALUE! | #VALUE! | #VALUE! | #VALUE! | #VALUE! | #VALUE! | -0.19667 | #VALUE! | #VALUE! | #VALUE! | #VALUE! | #VALUE! | #VALUE! | 0.00048806 | #VALUE! | #VALUE! | #VALUE! | #VALUE! | #VALUE! | #VALUE! | -1.133e-08 | #VALUE! | #VALUE! | #VALUE! | #VALUE! | #VALUE! | #VALUE! | -4.3493e-05 | #VALUE! | #VALUE! | #VALUE! | #VALUE! | #VALUE! | #VALUE! | 0.39114 | #VALUE! | #VALUE! | #VALUE! | #VALUE! | #VALUE! | #VALUE! | 1.3214e-09 | #VALUE! | #VALUE! | #VALUE! | #VALUE! | #VALUE! | #VALUE!
|  |  | 0 | 0 | 0 | -0.00036912 | #VALUE! | #VALUE! | #VALUE! | #VALUE! | #VALUE! | #VALUE! | -3.3437e-05 | #VALUE! | #VALUE! | #VALUE! | #VALUE! | #VALUE! | #VALUE! | -7.3615e-06 | #VALUE! | #VALUE! | #VALUE! | #VALUE! | #VALUE! | #VALUE! | 0.13363 | #VALUE! | #VALUE! | #VALUE! | #VALUE! | #VALUE! | #VALUE! | -9.0787e-07 | #VALUE! | #VALUE! | #VALUE! | #VALUE! | #VALUE! | #VALUE! | 1.5793e-06 | #VALUE! | #VALUE! | #VALUE! | #VALUE! | #VALUE! | #VALUE! | 2.6585e-06 | #VALUE! | #VALUE! | #VALUE! | #VALUE! | #VALUE! | #VALUE! | 6.6107e-05 | #VALUE! | #VALUE! | #VALUE! | #VALUE! | #VALUE! | #VALUE! | -0.063038 | #VALUE! | #VALUE! | #VALUE! | #VALUE! | #VALUE! | #VALUE! | 0.3206 | #VALUE! | #VALUE! | #VALUE! | #VALUE! | #VALUE! | #VALUE! | 1.2661e-07 | #VALUE! | #VALUE! | #VALUE! | #VALUE! | #VALUE! | #VALUE! | -0.095381 | #VALUE! | #VALUE! | #VALUE! | #VALUE! | #VALUE! | #VALUE! | 3.9799e-08 | #VALUE! | #VALUE! | #VALUE! | #VALUE! | #VALUE! | #VALUE! | -0.00049258 | #VALUE! | #VALUE! | #VALUE! | #VALUE! | #VALUE! | #VALUE! | 2.0693e-06 | #VALUE! | #VALUE! | #VALUE! | #VALUE! | #VALUE! | #VALUE! | 2.0558e-05 | #VALUE! | #VALUE! | #VALUE! | #VALUE! | #VALUE! | #VALUE! | -7.384e-07 | #VALUE! | #VALUE! | #VALUE! | #VALUE! | #VALUE! | #VALUE! | 4.7168e-07 | #VALUE! | #VALUE! | #VALUE! | #VALUE! | #VALUE! | #VALUE! | 1.0537e-05 | #VALUE! | #VALUE! | #VALUE! | #VALUE! | #VALUE! | #VALUE! | -0.00040404 | #VALUE! | #VALUE! | #VALUE! | #VALUE! | #VALUE! | #VALUE! | -1.3494e-05 | #VALUE! | #VALUE! | #VALUE! | #VALUE! | #VALUE! | #VALUE! | 1.729e-05 | #VALUE! | #VALUE! | #VALUE! | #VALUE! | #VALUE! | #VALUE! | -8.6485e-07 | #VALUE! | #VALUE! | #VALUE! | #VALUE! | #VALUE! | #VALUE! | 5.093e-08 | #VALUE! | #VALUE! | #VALUE! | #VALUE! | #VALUE! | #VALUE! | 2.2872e-06 | #VALUE! | #VALUE! | #VALUE! | #VALUE! | #VALUE! | #VALUE! | -3.651e-05 | #VALUE! | #VALUE! | #VALUE! | #VALUE! | #VALUE! | #VALUE! | -0.14777 | #VALUE! | #VALUE! | #VALUE! | #VALUE! | #VALUE! | #VALUE! | -4.2706e-06 | #VALUE! | #VALUE! | #VALUE! | #VALUE! | #VALUE! | #VALUE! | 7.4518e-08 | #VALUE! | #VALUE! | #VALUE! | #VALUE! | #VALUE! | #VALUE! | 1.1796e-07 | #VALUE! | #VALUE! | #VALUE! | #VALUE! | #VALUE! | #VALUE! | 9.7214e-06 | #VALUE! | #VALUE! | #VALUE! | #VALUE! | #VALUE! | #VALUE! | -3.807e-05 | #VALUE! | #VALUE! | #VALUE! | #VALUE! | #VALUE! | #VALUE! | -1.6255e-05 | #VALUE! | #VALUE! | #VALUE! | #VALUE! | #VALUE! | #VALUE! | -0.95672 | #VALUE! | #VALUE! | #VALUE! | #VALUE! | #VALUE! | #VALUE! | -1.1207e-06 | #VALUE! | #VALUE! | #VALUE! | #VALUE! | #VALUE! | #VALUE! | 5.1744e-07 | #VALUE! | #VALUE! | #VALUE! | #VALUE! | #VALUE! | #VALUE! | 3.9731e-05 | #VALUE! | #VALUE! | #VALUE! | #VALUE! | #VALUE! | #VALUE! | -0.00055651 | #VALUE! | #VALUE! | #VALUE! | #VALUE! | #VALUE! | #VALUE! | -9.4736e-06 | #VALUE! | #VALUE! | #VALUE! | #VALUE! | #VALUE! | #VALUE! | -0.00024208 | #VALUE! | #VALUE! | #VALUE! | #VALUE! | #VALUE! | #VALUE! | 0.43651 | #VALUE! | #VALUE! | #VALUE! | #VALUE! | #VALUE! | #VALUE! | -4.9467e-05 | #VALUE! | #VALUE! | #VALUE! | #VALUE! | #VALUE! | #VALUE! | 2.0172e-06 | #VALUE! | #VALUE! | #VALUE! | #VALUE! | #VALUE! | #VALUE! | -0.00071168 | #VALUE! | #VALUE! | #VALUE! | #VALUE! | #VALUE! | #VALUE! | 6.0206e-06 | #VALUE! | #VALUE! | #VALUE! | #VALUE! | #VALUE! | #VALUE! | 9.7528e-08 | #VALUE! | #VALUE! | #VALUE! | #VALUE! | #VALUE! | #VALUE! | -0.00092013 | #VALUE! | #VALUE! | #VALUE! | #VALUE! | #VALUE! | #VALUE! | -6.5381e-07 | #VALUE! | #VALUE! | #VALUE! | #VALUE! | #VALUE! | #VALUE! | -0.00040777 | #VALUE! | #VALUE! | #VALUE! | #VALUE! | #VALUE! | #VALUE! | -0.00056165 | #VALUE! | #VALUE! | #VALUE! | #VALUE! | #VALUE! | #VALUE! | -1.2468e-05 | #VALUE! | #VALUE! | #VALUE! | #VALUE! | #VALUE! | #VALUE! | 1.2846e-05 | #VALUE! | #VALUE! | #VALUE! | #VALUE! | #VALUE! | #VALUE! | 8.3516e-05 | #VALUE! | #VALUE! | #VALUE! | #VALUE! | #VALUE! | #VALUE! | 5.331e-08 | #VALUE! | #VALUE! | #VALUE! | #VALUE! | #VALUE! | #VALUE! | 1.004e-05 | #VALUE! | #VALUE! | #VALUE! | #VALUE! | #VALUE! | #VALUE! | -0.00040657 | #VALUE! | #VALUE! | #VALUE! | #VALUE! | #VALUE! | #VALUE! | 5.1975e-06 | #VALUE! | #VALUE! | #VALUE! | #VALUE! | #VALUE! | #VALUE! | 1.5065e-07 | #VALUE! | #VALUE! | #VALUE! | #VALUE! | #VALUE! | #VALUE! | -3.0663e-05 | #VALUE! | #VALUE! | #VALUE! | #VALUE! | #VALUE! | #VALUE! | -2.697e-08 | #VALUE! | #VALUE! | #VALUE! | #VALUE! | #VALUE! | #VALUE! | 9.5205e-06 | #VALUE! | #VALUE! | #VALUE! | #VALUE! | #VALUE! | #VALUE! | -0.00058903 | #VALUE! | #VALUE! | #VALUE! | #VALUE! | #VALUE! | #VALUE! | -0.079349 | #VALUE! | #VALUE! | #VALUE! | #VALUE! | #VALUE! | #VALUE! | -1.2916e-07 | #VALUE! | #VALUE! | #VALUE! | #VALUE! | #VALUE! | #VALUE! | 0.28356 | #VALUE! | #VALUE! | #VALUE! | #VALUE! | #VALUE! | #VALUE! | -4.3476e-05 | #VALUE! | #VALUE! | #VALUE! | #VALUE! | #VALUE! | #VALUE! | -4.4739e-06 | #VALUE! | #VALUE! | #VALUE! | #VALUE! | #VALUE! | #VALUE! | -5.7936e-05 | #VALUE! | #VALUE! | #VALUE! | #VALUE! | #VALUE! | #VALUE! | -3.2844e-05 | #VALUE! | #VALUE! | #VALUE! | #VALUE! | #VALUE! | #VALUE! | -4.3722e-08 | #VALUE! | #VALUE! | #VALUE! | #VALUE! | #VALUE! | #VALUE! | 0.26344 | #VALUE! | #VALUE! | #VALUE! | #VALUE! | #VALUE! | #VALUE! | 9.3347e-06 | #VALUE! | #VALUE! | #VALUE! | #VALUE! | #VALUE! | #VALUE! | 2.1518e-07 | #VALUE! | #VALUE! | #VALUE! | #VALUE! | #VALUE! | #VALUE! | 5.1005e-05 | #VALUE! | #VALUE! | #VALUE! | #VALUE! | #VALUE! | #VALUE! | -6.8765e-09 | #VALUE! | #VALUE! | #VALUE! | #VALUE! | #VALUE! | #VALUE! | 1.9321e-07 | #VALUE! | #VALUE! | #VALUE! | #VALUE! | #VALUE! | #VALUE! | -0.74581 | #VALUE! | #VALUE! | #VALUE! | #VALUE! | #VALUE! | #VALUE! | 6.4458e-05 | #VALUE! | #VALUE! | #VALUE! | #VALUE! | #VALUE! | #VALUE! | 1.7111e-07 | #VALUE! | #VALUE! | #VALUE! | #VALUE! | #VALUE! | #VALUE! | -1.9422e-06 | #VALUE! | #VALUE! | #VALUE! | #VALUE! | #VALUE! | #VALUE! | 2.8402e-05 | #VALUE! | #VALUE! | #VALUE! | #VALUE! | #VALUE! | #VALUE! | 3.7379e-05 | #VALUE! | #VALUE! | #VALUE! | #VALUE! | #VALUE! | #VALUE! | -1.1358e-06 | #VALUE! | #VALUE! | #VALUE! | #VALUE! | #VALUE! | #VALUE! | 8.1579e-09 | #VALUE! | #VALUE! | #VALUE! | #VALUE! | #VALUE! | #VALUE! | 1.9306e-07 | #VALUE! | #VALUE! | #VALUE! | #VALUE! | #VALUE! | #VALUE! | -2.1986e-06 | #VALUE! | #VALUE! | #VALUE! | #VALUE! | #VALUE! | #VALUE! | -2.1581e-09 | #VALUE! | #VALUE! | #VALUE! | #VALUE! | #VALUE! | #VALUE! | 4.511e-06 | #VALUE! | #VALUE! | #VALUE! | #VALUE! | #VALUE! | #VALUE! | -1.0105e-06 | #VALUE! | #VALUE! | #VALUE! | #VALUE! | #VALUE! | #VALUE! | 2.7272e-09 | #VALUE! | #VALUE! | #VALUE! | #VALUE! | #VALUE! | #VALUE! | -0.60671 | #VALUE! | #VALUE! | #VALUE! | #VALUE! | #VALUE! | #VALUE! | -0.00011684 | #VALUE! | #VALUE! | #VALUE! | #VALUE! | #VALUE! | #VALUE! | 0.00014364 | #VALUE! | #VALUE! | #VALUE! | #VALUE! | #VALUE! | #VALUE! | 2.3002e-06 | #VALUE! | #VALUE! | #VALUE! | #VALUE! | #VALUE! | #VALUE! | -4.8935e-05 | #VALUE! | #VALUE! | #VALUE! | #VALUE! | #VALUE! | #VALUE! | -2.7108e-08 | #VALUE! | #VALUE! | #VALUE! | #VALUE! | #VALUE! | #VALUE! | -0.41418 | #VALUE! | #VALUE! | #VALUE! | #VALUE! | #VALUE! | #VALUE! | -0.0001663 | #VALUE! | #VALUE! | #VALUE! | #VALUE! | #VALUE! | #VALUE! | 0.00018518 | #VALUE! | #VALUE! | #VALUE! | #VALUE! | #VALUE! | #VALUE! | -1.307e-07 | #VALUE! | #VALUE! | #VALUE! | #VALUE! | #VALUE! | #VALUE! | -1.2629e-06 | #VALUE! | #VALUE! | #VALUE! | #VALUE! | #VALUE! | #VALUE! | 8.9389e-09 | #VALUE! | #VALUE! | #VALUE! | #VALUE! | #VALUE! | #VALUE! | -2.0909e-05 | #VALUE! | #VALUE! | #VALUE! | #VALUE! | #VALUE! | #VALUE! | 0.00013101 | #VALUE! | #VALUE! | #VALUE! | #VALUE! | #VALUE! | #VALUE! | 2.3801e-05 | #VALUE! | #VALUE! | #VALUE! | #VALUE! | #VALUE! | #VALUE! | -5.5891e-07 | #VALUE! | #VALUE! | #VALUE! | #VALUE! | #VALUE! | #VALUE! | -1.4522e-06 | #VALUE! | #VALUE! | #VALUE! | #VALUE! | #VALUE! | #VALUE! | 7.637e-09 | #VALUE! | #VALUE! | #VALUE! | #VALUE! | #VALUE! | #VALUE! | -0.67255 | #VALUE! | #VALUE! | #VALUE! | #VALUE! | #VALUE! | #VALUE! | 8.3318e-05 | #VALUE! | #VALUE! | #VALUE! | #VALUE! | #VALUE! | #VALUE! | 1.2213e-09 | #VALUE! | #VALUE! | #VALUE! | #VALUE! | #VALUE! | #VALUE! | -0.9381 | #VALUE! | #VALUE! | #VALUE! | #VALUE! | #VALUE! | #VALUE! | -0.90499 | #VALUE! | #VALUE! | #VALUE! | #VALUE! | #VALUE! | #VALUE! | -5.8544e-10 | #VALUE! | #VALUE! | #VALUE! | #VALUE! | #VALUE! | #VALUE! | -0.77068 | #VALUE! | #VALUE! | #VALUE! | #VALUE! | #VALUE! | #VALUE! | -0.0031959 | #VALUE! | #VALUE! | #VALUE! | #VALUE! | #VALUE! | #VALUE! | 8.3871e-10 | #VALUE! | #VALUE! | #VALUE! | #VALUE! | #VALUE! | #VALUE! | 1.5953e-06 | #VALUE! | #VALUE! | #VALUE! | #VALUE! | #VALUE! | #VALUE! | 0.32931 | #VALUE! | #VALUE! | #VALUE! | #VALUE! | #VALUE! | #VALUE! | -1.0088e-09 | #VALUE! | #VALUE! | #VALUE! | #VALUE! | #VALUE! | #VALUE! | -0.38645 | #VALUE! | #VALUE! | #VALUE! | #VALUE! | #VALUE! | #VALUE! | 2.3752e-05 | #VALUE! | #VALUE! | #VALUE! | #VALUE! | #VALUE! | #VALUE! | -6.7121e-09 | #VALUE! | #VALUE! | #VALUE! | #VALUE! | #VALUE! | #VALUE! | 1.5171e-06 | #VALUE! | #VALUE! | #VALUE! | #VALUE! | #VALUE! | #VALUE! | -1.2079e-05 | #VALUE! | #VALUE! | #VALUE! | #VALUE! | #VALUE! | #VALUE! | 5.5573e-08 | #VALUE! | #VALUE! | #VALUE! | #VALUE! | #VALUE! | #VALUE! | -0.37391 | #VALUE! | #VALUE! | #VALUE! | #VALUE! | #VALUE! | #VALUE! | -0.0019763 | #VALUE! | #VALUE! | #VALUE! | #VALUE! | #VALUE! | #VALUE! | -1.3479e-08 | #VALUE! | #VALUE! | #VALUE! | #VALUE! | #VALUE! | #VALUE! | -0.33129 | #VALUE! | #VALUE! | #VALUE! | #VALUE! | #VALUE! | #VALUE! | -1.6675e-05 | #VALUE! | #VALUE! | #VALUE! | #VALUE! | #VALUE! | #VALUE! | -5.8089e-09 | #VALUE! | #VALUE! | #VALUE! | #VALUE! | #VALUE! | #VALUE! | -0.33744 | #VALUE! | #VALUE! | #VALUE! | #VALUE! | #VALUE! | #VALUE! | -1.3318e-05 | #VALUE! | #VALUE! | #VALUE! | #VALUE! | #VALUE! | #VALUE! | 4.385e-09 | #VALUE! | #VALUE! | #VALUE! | #VALUE! | #VALUE! | #VALUE! | -0.21684 | #VALUE! | #VALUE! | #VALUE! | #VALUE! | #VALUE! | #VALUE! | 0.71343 | #VALUE! | #VALUE! | #VALUE! | #VALUE! | #VALUE! | #VALUE! | -5.5718e-08 | #VALUE! | #VALUE! | #VALUE! | #VALUE! | #VALUE! | #VALUE! | 7.7831e-06 | #VALUE! | #VALUE! | #VALUE! | #VALUE! | #VALUE! | #VALUE! | -3.2592e-05 | #VALUE! | #VALUE! | #VALUE! | #VALUE! | #VALUE! | #VALUE! | 1.1068e-09 | #VALUE! | #VALUE! | #VALUE! | #VALUE! | #VALUE! | #VALUE! | 1.0052e-06 | #VALUE! | #VALUE! | #VALUE! | #VALUE! | #VALUE! | #VALUE! | 26767.2451 | #VALUE! | #VALUE! | #VALUE! | #VALUE! | #VALUE! | #VALUE! | 0.0001525 | #VALUE! | #VALUE! | #VALUE! | #VALUE! | #VALUE! | #VALUE! | -4.4384e-05 | #VALUE! | #VALUE! | #VALUE! | #VALUE! | #VALUE! | #VALUE! | -1.6148e-05 | #VALUE! | #VALUE! | #VALUE! | #VALUE! | #VALUE! | #VALUE! | -5.7898e-06 | #VALUE! | #VALUE! | #VALUE! | #VALUE! | #VALUE! | #VALUE! | -1.9886 | #VALUE! | #VALUE! | #VALUE! | #VALUE! | #VALUE! | #VALUE! | 1.2107e-05 | #VALUE! | #VALUE! | #VALUE! | #VALUE! | #VALUE! | #VALUE! | -4.5808e-05 | #VALUE! | #VALUE! | #VALUE! | #VALUE! | #VALUE! | #VALUE! | 2.3437e-06 | #VALUE! | #VALUE! | #VALUE! | #VALUE! | #VALUE! | #VALUE! | -1.8703 | #VALUE! | #VALUE! | #VALUE! | #VALUE! | #VALUE! | #VALUE! | 1.8731e-06 | #VALUE! | #VALUE! | #VALUE! | #VALUE! | #VALUE! | #VALUE! | 0.00023951 | #VALUE! | #VALUE! | #VALUE! | #VALUE! | #VALUE! | #VALUE! | -1.1096e-06 | #VALUE! | #VALUE! | #VALUE! | #VALUE! | #VALUE! | #VALUE! | -1.5253e-06 | #VALUE! | #VALUE! | #VALUE! | #VALUE! | #VALUE! | #VALUE! | -2.2139 | #VALUE! | #VALUE! | #VALUE! | #VALUE! | #VALUE! | #VALUE! | -1.8541 | #VALUE! | #VALUE! | #VALUE! | #VALUE! | #VALUE! | #VALUE! | -9.2898e-06 | #VALUE! | #VALUE! | #VALUE! | #VALUE! | #VALUE! | #VALUE! | 0.00017641 | #VALUE! | #VALUE! | #VALUE! | #VALUE! | #VALUE! | #VALUE! | 1.3083e-05 | #VALUE! | #VALUE! | #VALUE! | #VALUE! | #VALUE! | #VALUE! | -4.0185e-06 | #VALUE! | #VALUE! | #VALUE! | #VALUE! | #VALUE! | #VALUE! | 9.2056e-07 | #VALUE! | #VALUE! | #VALUE! | #VALUE! | #VALUE! | #VALUE! | -0.40492 | #VALUE! | #VALUE! | #VALUE! | #VALUE! | #VALUE! | #VALUE! | 0.056051 | #VALUE! | #VALUE! | #VALUE! | #VALUE! | #VALUE! | #VALUE! | 5.8561e-05 | #VALUE! | #VALUE! | #VALUE! | #VALUE! | #VALUE! | #VALUE! | 5.8069e-05 | #VALUE! | #VALUE! | #VALUE! | #VALUE! | #VALUE! | #VALUE! | -5.2347e-06 | #VALUE! | #VALUE! | #VALUE! | #VALUE! | #VALUE! | #VALUE! | 4.584e-06 | #VALUE! | #VALUE! | #VALUE! | #VALUE! | #VALUE! | #VALUE! | 0.3302 | #VALUE! | #VALUE! | #VALUE! | #VALUE! | #VALUE! | #VALUE! | 0.26203 | #VALUE! | #VALUE! | #VALUE! | #VALUE! | #VALUE! | #VALUE! | 0.10115 | #VALUE! | #VALUE! | #VALUE! | #VALUE! | #VALUE! | #VALUE! | -1.1781e-06 | #VALUE! | #VALUE! | #VALUE! | #VALUE! | #VALUE! | #VALUE! | -3.9373e-06 | #VALUE! | #VALUE! | #VALUE! | #VALUE! | #VALUE! | #VALUE! | -0.127 | #VALUE! | #VALUE! | #VALUE! | #VALUE! | #VALUE! | #VALUE! | 0.34766 | #VALUE! | #VALUE! | #VALUE! | #VALUE! | #VALUE! | #VALUE! | -3.5515e-06 | #VALUE! | #VALUE! | #VALUE! | #VALUE! | #VALUE! | #VALUE! | -0.00037458 | #VALUE! | #VALUE! | #VALUE! | #VALUE! | #VALUE! | #VALUE! | -1.2607e-06 | #VALUE! | #VALUE! | #VALUE! | #VALUE! | #VALUE! | #VALUE! | -4.2007e-06 | #VALUE! | #VALUE! | #VALUE! | #VALUE! | #VALUE! | #VALUE! | -9.5619 | #VALUE! | #VALUE! | #VALUE! | #VALUE! | #VALUE! | #VALUE! | -0.90968 | #VALUE! | #VALUE! | #VALUE! | #VALUE! | #VALUE! | #VALUE! | -0.015385 | #VALUE! | #VALUE! | #VALUE! | #VALUE! | #VALUE! | #VALUE! | -0.00044346 | #VALUE! | #VALUE! | #VALUE! | #VALUE! | #VALUE! | #VALUE! | 0.61287 | #VALUE! | #VALUE! | #VALUE! | #VALUE! | #VALUE! | #VALUE! | -5.1576e-05 | #VALUE! | #VALUE! | #VALUE! | #VALUE! | #VALUE! | #VALUE! | -9.6627 | #VALUE! | #VALUE! | #VALUE! | #VALUE! | #VALUE! | #VALUE! | 2.5776e-05 | #VALUE! | #VALUE! | #VALUE! | #VALUE! | #VALUE! | #VALUE! | -7.0884e-07 | #VALUE! | #VALUE! | #VALUE! | #VALUE! | #VALUE! | #VALUE! | 0.00012491 | #VALUE! | #VALUE! | #VALUE! | #VALUE! | #VALUE! | #VALUE! | -0.53693 | #VALUE! | #VALUE! | #VALUE! | #VALUE! | #VALUE! | #VALUE! | -1.2894e-06 | #VALUE! | #VALUE! | #VALUE! | #VALUE! | #VALUE! | #VALUE! | -0.0010907 | #VALUE! | #VALUE! | #VALUE! | #VALUE! | #VALUE! | #VALUE! | 5.2426e-07 | #VALUE! | #VALUE! | #VALUE! | #VALUE! | #VALUE! | #VALUE! | -4.0849e-08 | #VALUE! | #VALUE! | #VALUE! | #VALUE! | #VALUE! | #VALUE! | -0.0056655 | #VALUE! | #VALUE! | #VALUE! | #VALUE! | #VALUE! | #VALUE! | 0.28058 | #VALUE! | #VALUE! | #VALUE! | #VALUE! | #VALUE! | #VALUE! | -6.3589e-05 | #VALUE! | #VALUE! | #VALUE! | #VALUE! | #VALUE! | #VALUE! | 0.0122 | #VALUE! | #VALUE! | #VALUE! | #VALUE! | #VALUE! | #VALUE! | -0.67991 | #VALUE! | #VALUE! | #VALUE! | #VALUE! | #VALUE! | #VALUE! | 1.72e-06 | #VALUE! | #VALUE! | #VALUE! | #VALUE! | #VALUE! | #VALUE! | -1.7204e-05 | #VALUE! | #VALUE! | #VALUE! | #VALUE! | #VALUE! | #VALUE! | -0.66097 | #VALUE! | #VALUE! | #VALUE! | #VALUE! | #VALUE! | #VALUE! | 1.0965e-06 | #VALUE! | #VALUE! | #VALUE! | #VALUE! | #VALUE! | #VALUE! | 1.0554e-05 | #VALUE! | #VALUE! | #VALUE! | #VALUE! | #VALUE! | #VALUE! | 9.7778e-06 | #VALUE! | #VALUE! | #VALUE! | #VALUE! | #VALUE! | #VALUE! | 0.25424 | #VALUE! | #VALUE! | #VALUE! | #VALUE! | #VALUE! | #VALUE! | 0.13323 | #VALUE! | #VALUE! | #VALUE! | #VALUE! | #VALUE! | #VALUE! | -1.5725e-05 | #VALUE! | #VALUE! | #VALUE! | #VALUE! | #VALUE! | #VALUE! | 2.1611e-06 | #VALUE! | #VALUE! | #VALUE! | #VALUE! | #VALUE! | #VALUE! | 2.5559e-05 | #VALUE! | #VALUE! | #VALUE! | #VALUE! | #VALUE! | #VALUE! | 1.4723e-05 | #VALUE! | #VALUE! | #VALUE! | #VALUE! | #VALUE! | #VALUE! | -0.19686 | #VALUE! | #VALUE! | #VALUE! | #VALUE! | #VALUE! | #VALUE! | 8.5846e-06 | #VALUE! | #VALUE! | #VALUE! | #VALUE! | #VALUE! | #VALUE! | 0.35956 | #VALUE! | #VALUE! | #VALUE! | #VALUE! | #VALUE! | #VALUE! | 0.33233 | #VALUE! | #VALUE! | #VALUE! | #VALUE! | #VALUE! | #VALUE! | -0.25041 | #VALUE! | #VALUE! | #VALUE! | #VALUE! | #VALUE! | #VALUE! | -0.00030296 | #VALUE! | #VALUE! | #VALUE! | #VALUE! | #VALUE! | #VALUE! | 4.0926e-08 | #VALUE! | #VALUE! | #VALUE! | #VALUE! | #VALUE! | #VALUE! | -0.00019011 | #VALUE! | #VALUE! | #VALUE! | #VALUE! | #VALUE! | #VALUE! | 6.8732e-05 | #VALUE! | #VALUE! | #VALUE! | #VALUE! | #VALUE! | #VALUE! | 5.8878e-05 | #VALUE! | #VALUE! | #VALUE! | #VALUE! | #VALUE! | #VALUE! | 0.19003 | #VALUE! | #VALUE! | #VALUE! | #VALUE! | #VALUE! | #VALUE! | -0.00031222 | #VALUE! | #VALUE! | #VALUE! | #VALUE! | #VALUE! | #VALUE! | -1.3086e-08 | #VALUE! | #VALUE! | #VALUE! | #VALUE! | #VALUE! | #VALUE! | 0.13233 | #VALUE! | #VALUE! | #VALUE! | #VALUE! | #VALUE! | #VALUE! | -3.3791e-05 | #VALUE! | #VALUE! | #VALUE! | #VALUE! | #VALUE! | #VALUE! | 5.7381e-06 | #VALUE! | #VALUE! | #VALUE! | #VALUE! | #VALUE! | #VALUE! | -0.93249 | #VALUE! | #VALUE! | #VALUE! | #VALUE! | #VALUE! | #VALUE! | -0.80756 | #VALUE! | #VALUE! | #VALUE! | #VALUE! | #VALUE! | #VALUE! | 2.7963e-08 | #VALUE! | #VALUE! | #VALUE! | #VALUE! | #VALUE! | #VALUE! | -0.063251 | #VALUE! | #VALUE! | #VALUE! | #VALUE! | #VALUE! | #VALUE! | 8.1722e-05 | #VALUE! | #VALUE! | #VALUE! | #VALUE! | #VALUE! | #VALUE! | 5.6729e-05 | #VALUE! | #VALUE! | #VALUE! | #VALUE! | #VALUE! | #VALUE! | -0.40622 | #VALUE! | #VALUE! | #VALUE! | #VALUE! | #VALUE! | #VALUE! | 4.4171e-05 | #VALUE! | #VALUE! | #VALUE! | #VALUE! | #VALUE! | #VALUE! | -1.6702e-08 | #VALUE! | #VALUE! | #VALUE! | #VALUE! | #VALUE! | #VALUE! | -0.44482 | #VALUE! | #VALUE! | #VALUE! | #VALUE! | #VALUE! | #VALUE! | 6.3857e-05 | #VALUE! | #VALUE! | #VALUE! | #VALUE! | #VALUE! | #VALUE! | 1.0524e-09 | #VALUE! | #VALUE! | #VALUE! | #VALUE! | #VALUE! | #VALUE! | -0.8058 | #VALUE! | #VALUE! | #VALUE! | #VALUE! | #VALUE! | #VALUE! | -1.5517 | #VALUE! | #VALUE! | #VALUE! | #VALUE! | #VALUE! | #VALUE! | -1.6282e-08 | #VALUE! | #VALUE! | #VALUE! | #VALUE! | #VALUE! | #VALUE! | -4.837e-07 | #VALUE! | #VALUE! | #VALUE! | #VALUE! | #VALUE! | #VALUE! | -4.4875e-05 | #VALUE! | #VALUE! | #VALUE! | #VALUE! | #VALUE! | #VALUE! | 1.1001e-05 | #VALUE! | #VALUE! | #VALUE! | #VALUE! | #VALUE! | #VALUE! | 7.251e-06 | #VALUE! | #VALUE! | #VALUE! | #VALUE! | #VALUE! | #VALUE! | -1.8156 | #VALUE! | #VALUE! | #VALUE! | #VALUE! | #VALUE! | #VALUE! | -1.3411e-08 | #VALUE! | #VALUE! | #VALUE! | #VALUE! | #VALUE! | #VALUE! | -0.0058765 | #VALUE! | #VALUE! | #VALUE! | #VALUE! | #VALUE! | #VALUE! | 2.1446e-05 | #VALUE! | #VALUE! | #VALUE! | #VALUE! | #VALUE! | #VALUE! | 0.00013733 | #VALUE! | #VALUE! | #VALUE! | #VALUE! | #VALUE! | #VALUE! | 1.6598e-05 | #VALUE! | #VALUE! | #VALUE! | #VALUE! | #VALUE! | #VALUE! | 19929.837 | #VALUE! | #VALUE! | #VALUE! | #VALUE! | #VALUE! | #VALUE! | 3.5756e-10 | #VALUE! | #VALUE! | #VALUE! | #VALUE! | #VALUE! | #VALUE! | 2.2054e-08 | #VALUE! | #VALUE! | #VALUE! | #VALUE! | #VALUE! | #VALUE! | 0.77238 | #VALUE! | #VALUE! | #VALUE! | #VALUE! | #VALUE! | #VALUE! | -2.4691e-10 | #VALUE! | #VALUE! | #VALUE! | #VALUE! | #VALUE! | #VALUE! | 8.0421e-05 | #VALUE! | #VALUE! | #VALUE! | #VALUE! | #VALUE! | #VALUE! | 0.00038205 | #VALUE! | #VALUE! | #VALUE! | #VALUE! | #VALUE! | #VALUE! | -1.1153e-08 | #VALUE! | #VALUE! | #VALUE! | #VALUE! | #VALUE! | #VALUE! | -2.0947e-12 | #VALUE! | #VALUE! | #VALUE! | #VALUE! | #VALUE! | #VALUE! | -1.8653e-05 | #VALUE! | #VALUE! | #VALUE! | #VALUE! | #VALUE! | #VALUE! | 6.7112e-06 | #VALUE! | #VALUE! | #VALUE! | #VALUE! | #VALUE! | #VALUE! | 1.7644e-05 | #VALUE! | #VALUE! | #VALUE! | #VALUE! | #VALUE! | #VALUE! | -0.0039392 | #VALUE! | #VALUE! | #VALUE! | #VALUE! | #VALUE! | #VALUE! | 4.2283e-11 | #VALUE! | #VALUE! | #VALUE! | #VALUE! | #VALUE! | #VALUE! | 3.9327e-08 | #VALUE! | #VALUE! | #VALUE! | #VALUE! | #VALUE! | #VALUE! | -9.4903e-06 | #VALUE! | #VALUE! | #VALUE! | #VALUE! | #VALUE! | #VALUE! | -3.6995e-09 | #VALUE! | #VALUE! | #VALUE! | #VALUE! | #VALUE! | #VALUE! | 6.6582e-05 | #VALUE! | #VALUE! | #VALUE! | #VALUE! | #VALUE! | #VALUE! | -0.0041538 | #VALUE! | #VALUE! | #VALUE! | #VALUE! | #VALUE! | #VALUE! | 5.2508e-11 | #VALUE! | #VALUE! | #VALUE! | #VALUE! | #VALUE! | #VALUE! | -0.001493 | #VALUE! | #VALUE! | #VALUE! | #VALUE! | #VALUE! | #VALUE! | -1.0144e-05 | #VALUE! | #VALUE! | #VALUE! | #VALUE! | #VALUE! | #VALUE! | 0.00025859 | #VALUE! | #VALUE! | #VALUE! | #VALUE! | #VALUE! | #VALUE! | -1.1116 | #VALUE! | #VALUE! | #VALUE! | #VALUE! | #VALUE! | #VALUE! | 3.602e-05 | #VALUE! | #VALUE! | #VALUE! | #VALUE! | #VALUE! | #VALUE! | -1.474e-08 | #VALUE! | #VALUE! | #VALUE! | #VALUE! | #VALUE! | #VALUE! | -2.9325e-05 | #VALUE! | #VALUE! | #VALUE! | #VALUE! | #VALUE! | #VALUE! | 0.85745 | #VALUE! | #VALUE! | #VALUE! | #VALUE! | #VALUE! | #VALUE! | 4.2224e-05 | #VALUE! | #VALUE! | #VALUE! | #VALUE! | #VALUE! | #VALUE! | 2.524e-06 | #VALUE! | #VALUE! | #VALUE! | #VALUE! | #VALUE! | #VALUE! | 7.711e-07 | #VALUE! | #VALUE! | #VALUE! | #VALUE! | #VALUE! | #VALUE! | -1.2954e-10 | #VALUE! | #VALUE! | #VALUE! | #VALUE! | #VALUE! | #VALUE! | 4.164e-08 | #VALUE! | #VALUE! | #VALUE! | #VALUE! | #VALUE! | #VALUE! | 1.5657 | #VALUE! | #VALUE! | #VALUE! | #VALUE! | #VALUE! | #VALUE! | 0.00021546 | #VALUE! | #VALUE! | #VALUE! | #VALUE! | #VALUE! | #VALUE!
|  |  | 0 | 0 | 0 | -2.9545 | #VALUE! | #VALUE! | #VALUE! | #VALUE! | #VALUE! | #VALUE! | 0.42345 | #VALUE! | #VALUE! | #VALUE! | #VALUE! | #VALUE! | #VALUE! | -1.7529e-06 | #VALUE! | #VALUE! | #VALUE! | #VALUE! | #VALUE! | #VALUE! | 6.4436e-06 | #VALUE! | #VALUE! | #VALUE! | #VALUE! | #VALUE! | #VALUE! | -8.7054e-08 | #VALUE! | #VALUE! | #VALUE! | #VALUE! | #VALUE! | #VALUE! | 5.3384e-06 | #VALUE! | #VALUE! | #VALUE! | #VALUE! | #VALUE! | #VALUE! | 6.3699e-07 | #VALUE! | #VALUE! | #VALUE! | #VALUE! | #VALUE! | #VALUE! | -0.00059494 | #VALUE! | #VALUE! | #VALUE! | #VALUE! | #VALUE! | #VALUE! | 1.3595e-06 | #VALUE! | #VALUE! | #VALUE! | #VALUE! | #VALUE! | #VALUE! | 1.5769e-05 | #VALUE! | #VALUE! | #VALUE! | #VALUE! | #VALUE! | #VALUE! | -1.0043e-06 | #VALUE! | #VALUE! | #VALUE! | #VALUE! | #VALUE! | #VALUE! | 1.0538e-06 | #VALUE! | #VALUE! | #VALUE! | #VALUE! | #VALUE! | #VALUE! | -9.6263e-07 | #VALUE! | #VALUE! | #VALUE! | #VALUE! | #VALUE! | #VALUE! | -2.8914e-05 | #VALUE! | #VALUE! | #VALUE! | #VALUE! | #VALUE! | #VALUE! | -9.274e-06 | #VALUE! | #VALUE! | #VALUE! | #VALUE! | #VALUE! | #VALUE! | -4.3747e-06 | #VALUE! | #VALUE! | #VALUE! | #VALUE! | #VALUE! | #VALUE! | -7.8462e-08 | #VALUE! | #VALUE! | #VALUE! | #VALUE! | #VALUE! | #VALUE! | -3.465e-06 | #VALUE! | #VALUE! | #VALUE! | #VALUE! | #VALUE! | #VALUE! | 3.0386e-06 | #VALUE! | #VALUE! | #VALUE! | #VALUE! | #VALUE! | #VALUE! | -2.5114e-05 | #VALUE! | #VALUE! | #VALUE! | #VALUE! | #VALUE! | #VALUE! | -0.02822 | #VALUE! | #VALUE! | #VALUE! | #VALUE! | #VALUE! | #VALUE! | -5.9614e-06 | #VALUE! | #VALUE! | #VALUE! | #VALUE! | #VALUE! | #VALUE! | -5.5668e-08 | #VALUE! | #VALUE! | #VALUE! | #VALUE! | #VALUE! | #VALUE! | -0.10428 | #VALUE! | #VALUE! | #VALUE! | #VALUE! | #VALUE! | #VALUE! | 6.574e-07 | #VALUE! | #VALUE! | #VALUE! | #VALUE! | #VALUE! | #VALUE! | 0.24223 | #VALUE! | #VALUE! | #VALUE! | #VALUE! | #VALUE! | #VALUE! | -4.2495e-06 | #VALUE! | #VALUE! | #VALUE! | #VALUE! | #VALUE! | #VALUE! | -6.6739e-06 | #VALUE! | #VALUE! | #VALUE! | #VALUE! | #VALUE! | #VALUE! | -1.0198e-06 | #VALUE! | #VALUE! | #VALUE! | #VALUE! | #VALUE! | #VALUE! | 6.4892e-07 | #VALUE! | #VALUE! | #VALUE! | #VALUE! | #VALUE! | #VALUE! | 0.024993 | #VALUE! | #VALUE! | #VALUE! | #VALUE! | #VALUE! | #VALUE! | 0.25144 | #VALUE! | #VALUE! | #VALUE! | #VALUE! | #VALUE! | #VALUE! | -0.10771 | #VALUE! | #VALUE! | #VALUE! | #VALUE! | #VALUE! | #VALUE! | 1.9995e-05 | #VALUE! | #VALUE! | #VALUE! | #VALUE! | #VALUE! | #VALUE! | -6.8386e-08 | #VALUE! | #VALUE! | #VALUE! | #VALUE! | #VALUE! | #VALUE! | -4.6199e-06 | #VALUE! | #VALUE! | #VALUE! | #VALUE! | #VALUE! | #VALUE! | -0.00061808 | #VALUE! | #VALUE! | #VALUE! | #VALUE! | #VALUE! | #VALUE! | -5.9014e-05 | #VALUE! | #VALUE! | #VALUE! | #VALUE! | #VALUE! | #VALUE! | 0.036549 | #VALUE! | #VALUE! | #VALUE! | #VALUE! | #VALUE! | #VALUE! | 5.7027e-05 | #VALUE! | #VALUE! | #VALUE! | #VALUE! | #VALUE! | #VALUE! | 1.0049 | #VALUE! | #VALUE! | #VALUE! | #VALUE! | #VALUE! | #VALUE! | -1.1117e-05 | #VALUE! | #VALUE! | #VALUE! | #VALUE! | #VALUE! | #VALUE! | 1.1713e-06 | #VALUE! | #VALUE! | #VALUE! | #VALUE! | #VALUE! | #VALUE! | -5.6377e-05 | #VALUE! | #VALUE! | #VALUE! | #VALUE! | #VALUE! | #VALUE! | -3.7216e-05 | #VALUE! | #VALUE! | #VALUE! | #VALUE! | #VALUE! | #VALUE! | 0.20182 | #VALUE! | #VALUE! | #VALUE! | #VALUE! | #VALUE! | #VALUE! | 0.59407 | #VALUE! | #VALUE! | #VALUE! | #VALUE! | #VALUE! | #VALUE! | 7.5375e-06 | #VALUE! | #VALUE! | #VALUE! | #VALUE! | #VALUE! | #VALUE! | 0.00010496 | #VALUE! | #VALUE! | #VALUE! | #VALUE! | #VALUE! | #VALUE! | -5.0821e-05 | #VALUE! | #VALUE! | #VALUE! | #VALUE! | #VALUE! | #VALUE! | 0.019983 | #VALUE! | #VALUE! | #VALUE! | #VALUE! | #VALUE! | #VALUE! | -2.13e-06 | #VALUE! | #VALUE! | #VALUE! | #VALUE! | #VALUE! | #VALUE! | -0.00066226 | #VALUE! | #VALUE! | #VALUE! | #VALUE! | #VALUE! | #VALUE! | -0.040913 | #VALUE! | #VALUE! | #VALUE! | #VALUE! | #VALUE! | #VALUE! | 2.0558e-06 | #VALUE! | #VALUE! | #VALUE! | #VALUE! | #VALUE! | #VALUE! | -4.4605e-05 | #VALUE! | #VALUE! | #VALUE! | #VALUE! | #VALUE! | #VALUE! | -3.7249e-05 | #VALUE! | #VALUE! | #VALUE! | #VALUE! | #VALUE! | #VALUE! | 0.19475 | #VALUE! | #VALUE! | #VALUE! | #VALUE! | #VALUE! | #VALUE! | 0.13488 | #VALUE! | #VALUE! | #VALUE! | #VALUE! | #VALUE! | #VALUE! | 4.7495e-08 | #VALUE! | #VALUE! | #VALUE! | #VALUE! | #VALUE! | #VALUE! | 1.8277e-06 | #VALUE! | #VALUE! | #VALUE! | #VALUE! | #VALUE! | #VALUE! | -5.9866e-05 | #VALUE! | #VALUE! | #VALUE! | #VALUE! | #VALUE! | #VALUE! | 0.061321 | #VALUE! | #VALUE! | #VALUE! | #VALUE! | #VALUE! | #VALUE! | 0.22809 | #VALUE! | #VALUE! | #VALUE! | #VALUE! | #VALUE! | #VALUE! | 0.8983 | #VALUE! | #VALUE! | #VALUE! | #VALUE! | #VALUE! | #VALUE! | -8.7683e-06 | #VALUE! | #VALUE! | #VALUE! | #VALUE! | #VALUE! | #VALUE! | 3.5297e-05 | #VALUE! | #VALUE! | #VALUE! | #VALUE! | #VALUE! | #VALUE! | 0.40864 | #VALUE! | #VALUE! | #VALUE! | #VALUE! | #VALUE! | #VALUE! | -0.16105 | #VALUE! | #VALUE! | #VALUE! | #VALUE! | #VALUE! | #VALUE! | 4.772e-07 | #VALUE! | #VALUE! | #VALUE! | #VALUE! | #VALUE! | #VALUE! | 0.71033 | #VALUE! | #VALUE! | #VALUE! | #VALUE! | #VALUE! | #VALUE! | -5.1572e-05 | #VALUE! | #VALUE! | #VALUE! | #VALUE! | #VALUE! | #VALUE! | -0.30387 | #VALUE! | #VALUE! | #VALUE! | #VALUE! | #VALUE! | #VALUE! | -0.00039367 | #VALUE! | #VALUE! | #VALUE! | #VALUE! | #VALUE! | #VALUE! | 2.4262e-09 | #VALUE! | #VALUE! | #VALUE! | #VALUE! | #VALUE! | #VALUE! | 4.2792e-08 | #VALUE! | #VALUE! | #VALUE! | #VALUE! | #VALUE! | #VALUE! | -6.3326e-05 | #VALUE! | #VALUE! | #VALUE! | #VALUE! | #VALUE! | #VALUE! | 1.1494e-09 | #VALUE! | #VALUE! | #VALUE! | #VALUE! | #VALUE! | #VALUE! | -8.9406e-05 | #VALUE! | #VALUE! | #VALUE! | #VALUE! | #VALUE! | #VALUE! | -0.00011286 | #VALUE! | #VALUE! | #VALUE! | #VALUE! | #VALUE! | #VALUE! | 0.000234 | #VALUE! | #VALUE! | #VALUE! | #VALUE! | #VALUE! | #VALUE! | -0.00024526 | #VALUE! | #VALUE! | #VALUE! | #VALUE! | #VALUE! | #VALUE! | -5.879e-05 | #VALUE! | #VALUE! | #VALUE! | #VALUE! | #VALUE! | #VALUE! | -4.0045e-08 | #VALUE! | #VALUE! | #VALUE! | #VALUE! | #VALUE! | #VALUE! | -0.43933 | #VALUE! | #VALUE! | #VALUE! | #VALUE! | #VALUE! | #VALUE! | -0.00012933 | #VALUE! | #VALUE! | #VALUE! | #VALUE! | #VALUE! | #VALUE! | -1.7165e-09 | #VALUE! | #VALUE! | #VALUE! | #VALUE! | #VALUE! | #VALUE! | 3.2234e-05 | #VALUE! | #VALUE! | #VALUE! | #VALUE! | #VALUE! | #VALUE! | -7.2079e-05 | #VALUE! | #VALUE! | #VALUE! | #VALUE! | #VALUE! | #VALUE! | -2.275e-08 | #VALUE! | #VALUE! | #VALUE! | #VALUE! | #VALUE! | #VALUE! | -0.36308 | #VALUE! | #VALUE! | #VALUE! | #VALUE! | #VALUE! | #VALUE! | 6.1253e-05 | #VALUE! | #VALUE! | #VALUE! | #VALUE! | #VALUE! | #VALUE! | -6.8954e-10 | #VALUE! | #VALUE! | #VALUE! | #VALUE! | #VALUE! | #VALUE! | 2.472e-05 | #VALUE! | #VALUE! | #VALUE! | #VALUE! | #VALUE! | #VALUE! | 7.8639e-05 | #VALUE! | #VALUE! | #VALUE! | #VALUE! | #VALUE! | #VALUE! | -1.4998e-05 | #VALUE! | #VALUE! | #VALUE! | #VALUE! | #VALUE! | #VALUE! | -0.82357 | #VALUE! | #VALUE! | #VALUE! | #VALUE! | #VALUE! | #VALUE! | 8.9325e-05 | #VALUE! | #VALUE! | #VALUE! | #VALUE! | #VALUE! | #VALUE! | -4.3253e-09 | #VALUE! | #VALUE! | #VALUE! | #VALUE! | #VALUE! | #VALUE! | -1.8815e-06 | #VALUE! | #VALUE! | #VALUE! | #VALUE! | #VALUE! | #VALUE! | -7.7921e-05 | #VALUE! | #VALUE! | #VALUE! | #VALUE! | #VALUE! | #VALUE! | -5.4281e-08 | #VALUE! | #VALUE! | #VALUE! | #VALUE! | #VALUE! | #VALUE! | -1.7623e-05 | #VALUE! | #VALUE! | #VALUE! | #VALUE! | #VALUE! | #VALUE! | -0.00061225 | #VALUE! | #VALUE! | #VALUE! | #VALUE! | #VALUE! | #VALUE! | 1.0554e-09 | #VALUE! | #VALUE! | #VALUE! | #VALUE! | #VALUE! | #VALUE! | -0.0073504 | #VALUE! | #VALUE! | #VALUE! | #VALUE! | #VALUE! | #VALUE! | -9.8377e-05 | #VALUE! | #VALUE! | #VALUE! | #VALUE! | #VALUE! | #VALUE! | -4.2179e-08 | #VALUE! | #VALUE! | #VALUE! | #VALUE! | #VALUE! | #VALUE! | -2.3272 | #VALUE! | #VALUE! | #VALUE! | #VALUE! | #VALUE! | #VALUE! | 7.037e-07 | #VALUE! | #VALUE! | #VALUE! | #VALUE! | #VALUE! | #VALUE! | -2.0345e-09 | #VALUE! | #VALUE! | #VALUE! | #VALUE! | #VALUE! | #VALUE! | 0.18102 | #VALUE! | #VALUE! | #VALUE! | #VALUE! | #VALUE! | #VALUE! | -1.0848e-05 | #VALUE! | #VALUE! | #VALUE! | #VALUE! | #VALUE! | #VALUE! | -3.1413e-09 | #VALUE! | #VALUE! | #VALUE! | #VALUE! | #VALUE! | #VALUE! | -1.8991 | #VALUE! | #VALUE! | #VALUE! | #VALUE! | #VALUE! | #VALUE! | 27264.8722 | #VALUE! | #VALUE! | #VALUE! | #VALUE! | #VALUE! | #VALUE! | -3.326e-09 | #VALUE! | #VALUE! | #VALUE! | #VALUE! | #VALUE! | #VALUE! | 6.2903e-06 | #VALUE! | #VALUE! | #VALUE! | #VALUE! | #VALUE! | #VALUE! | -0.73522 | #VALUE! | #VALUE! | #VALUE! | #VALUE! | #VALUE! | #VALUE! | -4.3988e-09 | #VALUE! | #VALUE! | #VALUE! | #VALUE! | #VALUE! | #VALUE! | -0.87942 | #VALUE! | #VALUE! | #VALUE! | #VALUE! | #VALUE! | #VALUE! | 7.3149e-07 | #VALUE! | #VALUE! | #VALUE! | #VALUE! | #VALUE! | #VALUE! | 6.6777e-11 | #VALUE! | #VALUE! | #VALUE! | #VALUE! | #VALUE! | #VALUE! | 1.706e-06 | #VALUE! | #VALUE! | #VALUE! | #VALUE! | #VALUE! | #VALUE! | -3.6081e-05 | #VALUE! | #VALUE! | #VALUE! | #VALUE! | #VALUE! | #VALUE! | -2.7249e-07 | #VALUE! | #VALUE! | #VALUE! | #VALUE! | #VALUE! | #VALUE! | -0.86032 | #VALUE! | #VALUE! | #VALUE! | #VALUE! | #VALUE! | #VALUE! | 25623.8513 | #VALUE! | #VALUE! | #VALUE! | #VALUE! | #VALUE! | #VALUE! | 2.9581e-09 | #VALUE! | #VALUE! | #VALUE! | #VALUE! | #VALUE! | #VALUE! | 1.7429e-06 | #VALUE! | #VALUE! | #VALUE! | #VALUE! | #VALUE! | #VALUE! | 0.20479 | #VALUE! | #VALUE! | #VALUE! | #VALUE! | #VALUE! | #VALUE! | 1.3645e-09 | #VALUE! | #VALUE! | #VALUE! | #VALUE! | #VALUE! | #VALUE! | -0.23874 | #VALUE! | #VALUE! | #VALUE! | #VALUE! | #VALUE! | #VALUE! | -4.6333e-05 | #VALUE! | #VALUE! | #VALUE! | #VALUE! | #VALUE! | #VALUE! | -3.3976e-10 | #VALUE! | #VALUE! | #VALUE! | #VALUE! | #VALUE! | #VALUE! | 1.5326e-06 | #VALUE! | #VALUE! | #VALUE! | #VALUE! | #VALUE! | #VALUE! | -1.146 | #VALUE! | #VALUE! | #VALUE! | #VALUE! | #VALUE! | #VALUE! | 1.3655e-05 | #VALUE! | #VALUE! | #VALUE! | #VALUE! | #VALUE! | #VALUE! | 2.1309e-06 | #VALUE! | #VALUE! | #VALUE! | #VALUE! | #VALUE! | #VALUE! | -0.00010372 | #VALUE! | #VALUE! | #VALUE! | #VALUE! | #VALUE! | #VALUE! | -4.1695e-09 | #VALUE! | #VALUE! | #VALUE! | #VALUE! | #VALUE! | #VALUE! | -8.0706e-06 | #VALUE! | #VALUE! | #VALUE! | #VALUE! | #VALUE! | #VALUE! | 0.00062991 | #VALUE! | #VALUE! | #VALUE! | #VALUE! | #VALUE! | #VALUE! | -1.2897e-09 | #VALUE! | #VALUE! | #VALUE! | #VALUE! | #VALUE! | #VALUE! | -0.00010029 | #VALUE! | #VALUE! | #VALUE! | #VALUE! | #VALUE! | #VALUE! | -3.4071e-05 | #VALUE! | #VALUE! | #VALUE! | #VALUE! | #VALUE! | #VALUE! | -2.1243e-06 | #VALUE! | #VALUE! | #VALUE! | #VALUE! | #VALUE! | #VALUE! | -0.00013699 | #VALUE! | #VALUE! | #VALUE! | #VALUE! | #VALUE! | #VALUE! | 5.6331e-05 | #VALUE! | #VALUE! | #VALUE! | #VALUE! | #VALUE! | #VALUE! | -1.0981e-05 | #VALUE! | #VALUE! | #VALUE! | #VALUE! | #VALUE! | #VALUE! | 2.7304e-06 | #VALUE! | #VALUE! | #VALUE! | #VALUE! | #VALUE! | #VALUE! | 0.42889 | #VALUE! | #VALUE! | #VALUE! | #VALUE! | #VALUE! | #VALUE! | 0.052995 | #VALUE! | #VALUE! | #VALUE! | #VALUE! | #VALUE! | #VALUE! | 5.1579e-05 | #VALUE! | #VALUE! | #VALUE! | #VALUE! | #VALUE! | #VALUE! | -4.679e-05 | #VALUE! | #VALUE! | #VALUE! | #VALUE! | #VALUE! | #VALUE! | 0.0014491 | #VALUE! | #VALUE! | #VALUE! | #VALUE! | #VALUE! | #VALUE! | 8.3772 | #VALUE! | #VALUE! | #VALUE! | #VALUE! | #VALUE! | #VALUE! | 0.38374 | #VALUE! | #VALUE! | #VALUE! | #VALUE! | #VALUE! | #VALUE! | 3.6161e-06 | #VALUE! | #VALUE! | #VALUE! | #VALUE! | #VALUE! | #VALUE! | 3.5043e-05 | #VALUE! | #VALUE! | #VALUE! | #VALUE! | #VALUE! | #VALUE! | 6.5209e-05 | #VALUE! | #VALUE! | #VALUE! | #VALUE! | #VALUE! | #VALUE! | -1.9229e-06 | #VALUE! | #VALUE! | #VALUE! | #VALUE! | #VALUE! | #VALUE! | 4.6882e-06 | #VALUE! | #VALUE! | #VALUE! | #VALUE! | #VALUE! | #VALUE! | 1.5152e-05 | #VALUE! | #VALUE! | #VALUE! | #VALUE! | #VALUE! | #VALUE! | 3.4967e-06 | #VALUE! | #VALUE! | #VALUE! | #VALUE! | #VALUE! | #VALUE! | -8.7483e-06 | #VALUE! | #VALUE! | #VALUE! | #VALUE! | #VALUE! | #VALUE! | -0.00033212 | #VALUE! | #VALUE! | #VALUE! | #VALUE! | #VALUE! | #VALUE! | -1.3813e-06 | #VALUE! | #VALUE! | #VALUE! | #VALUE! | #VALUE! | #VALUE! | 2.727e-06 | #VALUE! | #VALUE! | #VALUE! | #VALUE! | #VALUE! | #VALUE! | 0.17692 | #VALUE! | #VALUE! | #VALUE! | #VALUE! | #VALUE! | #VALUE! | -0.18265 | #VALUE! | #VALUE! | #VALUE! | #VALUE! | #VALUE! | #VALUE! | -8.497e-06 | #VALUE! | #VALUE! | #VALUE! | #VALUE! | #VALUE! | #VALUE! | -3.4926e-05 | #VALUE! | #VALUE! | #VALUE! | #VALUE! | #VALUE! | #VALUE! | -9.9902e-07 | #VALUE! | #VALUE! | #VALUE! | #VALUE! | #VALUE! | #VALUE! | -2.1201e-06 | #VALUE! | #VALUE! | #VALUE! | #VALUE! | #VALUE! | #VALUE! | -0.52076 | #VALUE! | #VALUE! | #VALUE! | #VALUE! | #VALUE! | #VALUE! | 4.1511e-05 | #VALUE! | #VALUE! | #VALUE! | #VALUE! | #VALUE! | #VALUE! | 3.5679e-05 | #VALUE! | #VALUE! | #VALUE! | #VALUE! | #VALUE! | #VALUE! | -3.1134e-05 | #VALUE! | #VALUE! | #VALUE! | #VALUE! | #VALUE! | #VALUE! | -9.1542e-07 | #VALUE! | #VALUE! | #VALUE! | #VALUE! | #VALUE! | #VALUE! | -1.7434 | #VALUE! | #VALUE! | #VALUE! | #VALUE! | #VALUE! | #VALUE! | -2.1662e-06 | #VALUE! | #VALUE! | #VALUE! | #VALUE! | #VALUE! | #VALUE! | -2.8626e-06 | #VALUE! | #VALUE! | #VALUE! | #VALUE! | #VALUE! | #VALUE! | 3.6059e-05 | #VALUE! | #VALUE! | #VALUE! | #VALUE! | #VALUE! | #VALUE! | -1.0175 | #VALUE! | #VALUE! | #VALUE! | #VALUE! | #VALUE! | #VALUE! | -1.0545e-05 | #VALUE! | #VALUE! | #VALUE! | #VALUE! | #VALUE! | #VALUE! | -1.4733e-05 | #VALUE! | #VALUE! | #VALUE! | #VALUE! | #VALUE! | #VALUE! | 2.1683e-05 | #VALUE! | #VALUE! | #VALUE! | #VALUE! | #VALUE! | #VALUE! | 0.034397 | #VALUE! | #VALUE! | #VALUE! | #VALUE! | #VALUE! | #VALUE! | 1.612e-05 | #VALUE! | #VALUE! | #VALUE! | #VALUE! | #VALUE! | #VALUE! | 2.2356e-05 | #VALUE! | #VALUE! | #VALUE! | #VALUE! | #VALUE! | #VALUE! | 1.8955e-07 | #VALUE! | #VALUE! | #VALUE! | #VALUE! | #VALUE! | #VALUE! | 7.0852 | #VALUE! | #VALUE! | #VALUE! | #VALUE! | #VALUE! | #VALUE! | 204586.9794 | #VALUE! | #VALUE! | #VALUE! | #VALUE! | #VALUE! | #VALUE! | 2.508e-06 | #VALUE! | #VALUE! | #VALUE! | #VALUE! | #VALUE! | #VALUE! | -0.0010871 | #VALUE! | #VALUE! | #VALUE! | #VALUE! | #VALUE! | #VALUE! | -1.0852e-05 | #VALUE! | #VALUE! | #VALUE! | #VALUE! | #VALUE! | #VALUE! | -1.7105e-05 | #VALUE! | #VALUE! | #VALUE! | #VALUE! | #VALUE! | #VALUE! | 5.4078e-07 | #VALUE! | #VALUE! | #VALUE! | #VALUE! | #VALUE! | #VALUE! | 1.2233 | #VALUE! | #VALUE! | #VALUE! | #VALUE! | #VALUE! | #VALUE! | 0.047991 | #VALUE! | #VALUE! | #VALUE! | #VALUE! | #VALUE! | #VALUE! | 0.00015123 | #VALUE! | #VALUE! | #VALUE! | #VALUE! | #VALUE! | #VALUE! | 0.28368 | #VALUE! | #VALUE! | #VALUE! | #VALUE! | #VALUE! | #VALUE! | 1.0939e-05 | #VALUE! | #VALUE! | #VALUE! | #VALUE! | #VALUE! | #VALUE! | -8.1785e-09 | #VALUE! | #VALUE! | #VALUE! | #VALUE! | #VALUE! | #VALUE! | 1.8001e-05 | #VALUE! | #VALUE! | #VALUE! | #VALUE! | #VALUE! | #VALUE! | -0.19211 | #VALUE! | #VALUE! | #VALUE! | #VALUE! | #VALUE! | #VALUE! | -3.8574e-06 | #VALUE! | #VALUE! | #VALUE! | #VALUE! | #VALUE! | #VALUE! | -6.2106e-05 | #VALUE! | #VALUE! | #VALUE! | #VALUE! | #VALUE! | #VALUE! | -0.084459 | #VALUE! | #VALUE! | #VALUE! | #VALUE! | #VALUE! | #VALUE! | -6.2672e-07 | #VALUE! | #VALUE! | #VALUE! | #VALUE! | #VALUE! | #VALUE! | 1.8502e-05 | #VALUE! | #VALUE! | #VALUE! | #VALUE! | #VALUE! | #VALUE! | 0.031558 | #VALUE! | #VALUE! | #VALUE! | #VALUE! | #VALUE! | #VALUE! | 6.9904e-05 | #VALUE! | #VALUE! | #VALUE! | #VALUE! | #VALUE! | #VALUE! | 0.41051 | #VALUE! | #VALUE! | #VALUE! | #VALUE! | #VALUE! | #VALUE! | -0.010435 | #VALUE! | #VALUE! | #VALUE! | #VALUE! | #VALUE! | #VALUE! | -0.69471 | #VALUE! | #VALUE! | #VALUE! | #VALUE! | #VALUE! | #VALUE! | -0.91952 | #VALUE! | #VALUE! | #VALUE! | #VALUE! | #VALUE! | #VALUE! | 7.5344e-09 | #VALUE! | #VALUE! | #VALUE! | #VALUE! | #VALUE! | #VALUE! | 0.12458 | #VALUE! | #VALUE! | #VALUE! | #VALUE! | #VALUE! | #VALUE! | -0.00040671 | #VALUE! | #VALUE! | #VALUE! | #VALUE! | #VALUE! | #VALUE! | -4.1841e-06 | #VALUE! | #VALUE! | #VALUE! | #VALUE! | #VALUE! | #VALUE! | -0.21964 | #VALUE! | #VALUE! | #VALUE! | #VALUE! | #VALUE! | #VALUE! | -0.99442 | #VALUE! | #VALUE! | #VALUE! | #VALUE! | #VALUE! | #VALUE! | -1.0969e-08 | #VALUE! | #VALUE! | #VALUE! | #VALUE! | #VALUE! | #VALUE! | -0.066788 | #VALUE! | #VALUE! | #VALUE! | #VALUE! | #VALUE! | #VALUE! | 1.1021e-05 | #VALUE! | #VALUE! | #VALUE! | #VALUE! | #VALUE! | #VALUE! | 2.6554e-05 | #VALUE! | #VALUE! | #VALUE! | #VALUE! | #VALUE! | #VALUE! | -1.386 | #VALUE! | #VALUE! | #VALUE! | #VALUE! | #VALUE! | #VALUE! | 5.8067e-05 | #VALUE! | #VALUE! | #VALUE! | #VALUE! | #VALUE! | #VALUE! | 3.9552e-09 | #VALUE! | #VALUE! | #VALUE! | #VALUE! | #VALUE! | #VALUE! | -0.52178 | #VALUE! | #VALUE! | #VALUE! | #VALUE! | #VALUE! | #VALUE! | -0.0004485 | #VALUE! | #VALUE! | #VALUE! | #VALUE! | #VALUE! | #VALUE! | -1.1467e-10 | #VALUE! | #VALUE! | #VALUE! | #VALUE! | #VALUE! | #VALUE! | -0.87896 | #VALUE! | #VALUE! | #VALUE! | #VALUE! | #VALUE! | #VALUE! | 5.8227e-05 | #VALUE! | #VALUE! | #VALUE! | #VALUE! | #VALUE! | #VALUE! | -9.1045e-10 | #VALUE! | #VALUE! | #VALUE! | #VALUE! | #VALUE! | #VALUE! | -4.6661e-06 | #VALUE! | #VALUE! | #VALUE! | #VALUE! | #VALUE! | #VALUE! | -0.00038445 | #VALUE! | #VALUE! | #VALUE! | #VALUE! | #VALUE! | #VALUE! | 6.2898e-09 | #VALUE! | #VALUE! | #VALUE! | #VALUE! | #VALUE! | #VALUE! | -2.245e-05 | #VALUE! | #VALUE! | #VALUE! | #VALUE! | #VALUE! | #VALUE! | -1.0622 | #VALUE! | #VALUE! | #VALUE! | #VALUE! | #VALUE! | #VALUE! | -1.4291e-08 | #VALUE! | #VALUE! | #VALUE! | #VALUE! | #VALUE! | #VALUE! | 2.5127e-07 | #VALUE! | #VALUE! | #VALUE! | #VALUE! | #VALUE! | #VALUE! | 1.5594e-05 | #VALUE! | #VALUE! | #VALUE! | #VALUE! | #VALUE! | #VALUE! | 4.8617e-05 | #VALUE! | #VALUE! | #VALUE! | #VALUE! | #VALUE! | #VALUE! | 3.5757e-07 | #VALUE! | #VALUE! | #VALUE! | #VALUE! | #VALUE! | #VALUE! | 0.42695 | #VALUE! | #VALUE! | #VALUE! | #VALUE! | #VALUE! | #VALUE! | -1.9308e-10 | #VALUE! | #VALUE! | #VALUE! | #VALUE! | #VALUE! | #VALUE! | 3.4749e-07 | #VALUE! | #VALUE! | #VALUE! | #VALUE! | #VALUE! | #VALUE! | 0.00012428 | #VALUE! | #VALUE! | #VALUE! | #VALUE! | #VALUE! | #VALUE! | -4.7195e-10 | #VALUE! | #VALUE! | #VALUE! | #VALUE! | #VALUE! | #VALUE! | 2.5498e-05 | #VALUE! | #VALUE! | #VALUE! | #VALUE! | #VALUE! | #VALUE! | 0.00035031 | #VALUE! | #VALUE! | #VALUE! | #VALUE! | #VALUE! | #VALUE! | 2.6704e-09 | #VALUE! | #VALUE! | #VALUE! | #VALUE! | #VALUE! | #VALUE! | 7720.7963 | #VALUE! | #VALUE! | #VALUE! | #VALUE! | #VALUE! | #VALUE! | -1.2493e-05 | #VALUE! | #VALUE! | #VALUE! | #VALUE! | #VALUE! | #VALUE! | -2.9836e-09 | #VALUE! | #VALUE! | #VALUE! | #VALUE! | #VALUE! | #VALUE! | 6.2888e-08 | #VALUE! | #VALUE! | #VALUE! | #VALUE! | #VALUE! | #VALUE! | 0.0016279 | #VALUE! | #VALUE! | #VALUE! | #VALUE! | #VALUE! | #VALUE! | 4.581e-11 | #VALUE! | #VALUE! | #VALUE! | #VALUE! | #VALUE! | #VALUE! | 3.7962e-07 | #VALUE! | #VALUE! | #VALUE! | #VALUE! | #VALUE! | #VALUE! | -4.1143e-05 | #VALUE! | #VALUE! | #VALUE! | #VALUE! | #VALUE! | #VALUE! | 2.2886e-05 | #VALUE! | #VALUE! | #VALUE! | #VALUE! | #VALUE! | #VALUE! | 6.4689e-05 | #VALUE! | #VALUE! | #VALUE! | #VALUE! | #VALUE! | #VALUE! | 0.00012732 | #VALUE! | #VALUE! | #VALUE! | #VALUE! | #VALUE! | #VALUE! | 2.5389e-08 | #VALUE! | #VALUE! | #VALUE! | #VALUE! | #VALUE! | #VALUE! | 3872.6517 | #VALUE! | #VALUE! | #VALUE! | #VALUE! | #VALUE! | #VALUE! | 5.129e-05 | #VALUE! | #VALUE! | #VALUE! | #VALUE! | #VALUE! | #VALUE! | 1.9813e-09 | #VALUE! | #VALUE! | #VALUE! | #VALUE! | #VALUE! | #VALUE! | 2.205e-07 | #VALUE! | #VALUE! | #VALUE! | #VALUE! | #VALUE! | #VALUE! | 0.00011354 | #VALUE! | #VALUE! | #VALUE! | #VALUE! | #VALUE! | #VALUE! | -1.5226e-08 | #VALUE! | #VALUE! | #VALUE! | #VALUE! | #VALUE! | #VALUE! | -3.6667e-12 | #VALUE! | #VALUE! | #VALUE! | #VALUE! | #VALUE! | #VALUE! | 4.0034e-05 | #VALUE! | #VALUE! | #VALUE! | #VALUE! | #VALUE! | #VALUE! | -7.652e-10 | #VALUE! | #VALUE! | #VALUE! | #VALUE! | #VALUE! | #VALUE! | 8.3932e-06 | #VALUE! | #VALUE! | #VALUE! | #VALUE! | #VALUE! | #VALUE! | 3.1054 | #VALUE! | #VALUE! | #VALUE! | #VALUE! | #VALUE! | #VALUE! | 4.885e-11 | #VALUE! | #VALUE! | #VALUE! | #VALUE! | #VALUE! | #VALUE! | 1.0731e-06 | #VALUE! | #VALUE! | #VALUE! | #VALUE! | #VALUE! | #VALUE! | -2.0624e-05 | #VALUE! | #VALUE! | #VALUE! | #VALUE! | #VALUE! | #VALUE! | 0.00031072 | #VALUE! | #VALUE! | #VALUE! | #VALUE! | #VALUE! | #VALUE! | 2.5717e-07 | #VALUE! | #VALUE! | #VALUE! | #VALUE! | #VALUE! | #VALUE! | -0.0045105 | #VALUE! | #VALUE! | #VALUE! | #VALUE! | #VALUE! | #VALUE! | 4.7235e-11 | #VALUE! | #VALUE! | #VALUE! | #VALUE! | #VALUE! | #VALUE! | 2368.7958 | #VALUE! | #VALUE! | #VALUE! | #VALUE! | #VALUE! | #VALUE! | -2.959e-05 | #VALUE! | #VALUE! | #VALUE! | #VALUE! | #VALUE! | #VALUE! | -8.5549e-10 | #VALUE! | #VALUE! | #VALUE! | #VALUE! | #VALUE! | #VALUE!
|  |  | 0 | 0 | 0 | -1.1142 | #VALUE! | #VALUE! | #VALUE! | #VALUE! | #VALUE! | #VALUE! | -0.52044 | #VALUE! | #VALUE! | #VALUE! | #VALUE! | #VALUE! | #VALUE! | -5.9128e-06 | #VALUE! | #VALUE! | #VALUE! | #VALUE! | #VALUE! | #VALUE! | -1.6111e-06 | #VALUE! | #VALUE! | #VALUE! | #VALUE! | #VALUE! | #VALUE! | -0.77231 | #VALUE! | #VALUE! | #VALUE! | #VALUE! | #VALUE! | #VALUE! | -4.4676e-05 | #VALUE! | #VALUE! | #VALUE! | #VALUE! | #VALUE! | #VALUE! | -0.0068034 | #VALUE! | #VALUE! | #VALUE! | #VALUE! | #VALUE! | #VALUE! | -3.5643e-05 | #VALUE! | #VALUE! | #VALUE! | #VALUE! | #VALUE! | #VALUE! | 4.6921e-06 | #VALUE! | #VALUE! | #VALUE! | #VALUE! | #VALUE! | #VALUE! | -4.8475e-06 | #VALUE! | #VALUE! | #VALUE! | #VALUE! | #VALUE! | #VALUE! | -0.48632 | #VALUE! | #VALUE! | #VALUE! | #VALUE! | #VALUE! | #VALUE! | -2.4721e-06 | #VALUE! | #VALUE! | #VALUE! | #VALUE! | #VALUE! | #VALUE! | 1.1396e-05 | #VALUE! | #VALUE! | #VALUE! | #VALUE! | #VALUE! | #VALUE! | -0.30222 | #VALUE! | #VALUE! | #VALUE! | #VALUE! | #VALUE! | #VALUE! | 2.8148e-06 | #VALUE! | #VALUE! | #VALUE! | #VALUE! | #VALUE! | #VALUE! | -4.8862e-06 | #VALUE! | #VALUE! | #VALUE! | #VALUE! | #VALUE! | #VALUE! | -0.36083 | #VALUE! | #VALUE! | #VALUE! | #VALUE! | #VALUE! | #VALUE! | -1.6184e-06 | #VALUE! | #VALUE! | #VALUE! | #VALUE! | #VALUE! | #VALUE! | 9.2992e-07 | #VALUE! | #VALUE! | #VALUE! | #VALUE! | #VALUE! | #VALUE! | 0.13836 | #VALUE! | #VALUE! | #VALUE! | #VALUE! | #VALUE! | #VALUE! | 0.045719 | #VALUE! | #VALUE! | #VALUE! | #VALUE! | #VALUE! | #VALUE! | -7.6974e-06 | #VALUE! | #VALUE! | #VALUE! | #VALUE! | #VALUE! | #VALUE! | -0.26224 | #VALUE! | #VALUE! | #VALUE! | #VALUE! | #VALUE! | #VALUE! | 4.8305e-06 | #VALUE! | #VALUE! | #VALUE! | #VALUE! | #VALUE! | #VALUE! | -0.0056429 | #VALUE! | #VALUE! | #VALUE! | #VALUE! | #VALUE! | #VALUE! | 0.47141 | #VALUE! | #VALUE! | #VALUE! | #VALUE! | #VALUE! | #VALUE! | 2.6027e-05 | #VALUE! | #VALUE! | #VALUE! | #VALUE! | #VALUE! | #VALUE! | -3.3434e-05 | #VALUE! | #VALUE! | #VALUE! | #VALUE! | #VALUE! | #VALUE! | -6.6771e-08 | #VALUE! | #VALUE! | #VALUE! | #VALUE! | #VALUE! | #VALUE! | -4.2929e-06 | #VALUE! | #VALUE! | #VALUE! | #VALUE! | #VALUE! | #VALUE! | -0.039423 | #VALUE! | #VALUE! | #VALUE! | #VALUE! | #VALUE! | #VALUE! | 0.44557 | #VALUE! | #VALUE! | #VALUE! | #VALUE! | #VALUE! | #VALUE! | 0.028251 | #VALUE! | #VALUE! | #VALUE! | #VALUE! | #VALUE! | #VALUE! | 3.5548e-05 | #VALUE! | #VALUE! | #VALUE! | #VALUE! | #VALUE! | #VALUE! | -0.27283 | #VALUE! | #VALUE! | #VALUE! | #VALUE! | #VALUE! | #VALUE! | -1.1203e-06 | #VALUE! | #VALUE! | #VALUE! | #VALUE! | #VALUE! | #VALUE! | -0.00027355 | #VALUE! | #VALUE! | #VALUE! | #VALUE! | #VALUE! | #VALUE! | -0.38621 | #VALUE! | #VALUE! | #VALUE! | #VALUE! | #VALUE! | #VALUE! | 0.038534 | #VALUE! | #VALUE! | #VALUE! | #VALUE! | #VALUE! | #VALUE! | 2.7942e-05 | #VALUE! | #VALUE! | #VALUE! | #VALUE! | #VALUE! | #VALUE! | -1.0422 | #VALUE! | #VALUE! | #VALUE! | #VALUE! | #VALUE! | #VALUE! | 0.07415 | #VALUE! | #VALUE! | #VALUE! | #VALUE! | #VALUE! | #VALUE! | 0.0076964 | #VALUE! | #VALUE! | #VALUE! | #VALUE! | #VALUE! | #VALUE! | 0.94555 | #VALUE! | #VALUE! | #VALUE! | #VALUE! | #VALUE! | #VALUE! | 0.0097829 | #VALUE! | #VALUE! | #VALUE! | #VALUE! | #VALUE! | #VALUE! | 1.1616e-05 | #VALUE! | #VALUE! | #VALUE! | #VALUE! | #VALUE! | #VALUE! | 0.37272 | #VALUE! | #VALUE! | #VALUE! | #VALUE! | #VALUE! | #VALUE! | -4.945e-05 | #VALUE! | #VALUE! | #VALUE! | #VALUE! | #VALUE! | #VALUE! | -0.0020177 | #VALUE! | #VALUE! | #VALUE! | #VALUE! | #VALUE! | #VALUE! | 0.62716 | #VALUE! | #VALUE! | #VALUE! | #VALUE! | #VALUE! | #VALUE! | 1.6132e-06 | #VALUE! | #VALUE! | #VALUE! | #VALUE! | #VALUE! | #VALUE! | -6.7796e-06 | #VALUE! | #VALUE! | #VALUE! | #VALUE! | #VALUE! | #VALUE! | 0.17455 | #VALUE! | #VALUE! | #VALUE! | #VALUE! | #VALUE! | #VALUE! | 7.2703e-06 | #VALUE! | #VALUE! | #VALUE! | #VALUE! | #VALUE! | #VALUE! | 0.015777 | #VALUE! | #VALUE! | #VALUE! | #VALUE! | #VALUE! | #VALUE! | -0.13893 | #VALUE! | #VALUE! | #VALUE! | #VALUE! | #VALUE! | #VALUE! | -8.6118e-06 | #VALUE! | #VALUE! | #VALUE! | #VALUE! | #VALUE! | #VALUE! | 1.4519e-05 | #VALUE! | #VALUE! | #VALUE! | #VALUE! | #VALUE! | #VALUE! | 0.29898 | #VALUE! | #VALUE! | #VALUE! | #VALUE! | #VALUE! | #VALUE! | -0.10203 | #VALUE! | #VALUE! | #VALUE! | #VALUE! | #VALUE! | #VALUE! | 0.0079685 | #VALUE! | #VALUE! | #VALUE! | #VALUE! | #VALUE! | #VALUE! | -0.31344 | #VALUE! | #VALUE! | #VALUE! | #VALUE! | #VALUE! | #VALUE! | 0.27377 | #VALUE! | #VALUE! | #VALUE! | #VALUE! | #VALUE! | #VALUE! | -3.1056e-06 | #VALUE! | #VALUE! | #VALUE! | #VALUE! | #VALUE! | #VALUE! | -0.67769 | #VALUE! | #VALUE! | #VALUE! | #VALUE! | #VALUE! | #VALUE! | -0.05572 | #VALUE! | #VALUE! | #VALUE! | #VALUE! | #VALUE! | #VALUE! | 0.016077 | #VALUE! | #VALUE! | #VALUE! | #VALUE! | #VALUE! | #VALUE! | 2.462e-05 | #VALUE! | #VALUE! | #VALUE! | #VALUE! | #VALUE! | #VALUE! | -0.026361 | #VALUE! | #VALUE! | #VALUE! | #VALUE! | #VALUE! | #VALUE! | -2.6719e-07 | #VALUE! | #VALUE! | #VALUE! | #VALUE! | #VALUE! | #VALUE! | -0.61322 | #VALUE! | #VALUE! | #VALUE! | #VALUE! | #VALUE! | #VALUE! | -0.097684 | #VALUE! | #VALUE! | #VALUE! | #VALUE! | #VALUE! | #VALUE! | -0.4455 | #VALUE! | #VALUE! | #VALUE! | #VALUE! | #VALUE! | #VALUE! | -1.2451 | #VALUE! | #VALUE! | #VALUE! | #VALUE! | #VALUE! | #VALUE! | 4.9648e-09 | #VALUE! | #VALUE! | #VALUE! | #VALUE! | #VALUE! | #VALUE! | 4.7315e-06 | #VALUE! | #VALUE! | #VALUE! | #VALUE! | #VALUE! | #VALUE! | 8.306e-05 | #VALUE! | #VALUE! | #VALUE! | #VALUE! | #VALUE! | #VALUE! | 1.0702e-10 | #VALUE! | #VALUE! | #VALUE! | #VALUE! | #VALUE! | #VALUE! | -0.75586 | #VALUE! | #VALUE! | #VALUE! | #VALUE! | #VALUE! | #VALUE! | 6.4068e-05 | #VALUE! | #VALUE! | #VALUE! | #VALUE! | #VALUE! | #VALUE! | 4.0723e-10 | #VALUE! | #VALUE! | #VALUE! | #VALUE! | #VALUE! | #VALUE! | -0.4113 | #VALUE! | #VALUE! | #VALUE! | #VALUE! | #VALUE! | #VALUE! | 9.7329e-05 | #VALUE! | #VALUE! | #VALUE! | #VALUE! | #VALUE! | #VALUE! | 4.7089e-06 | #VALUE! | #VALUE! | #VALUE! | #VALUE! | #VALUE! | #VALUE! | -0.34358 | #VALUE! | #VALUE! | #VALUE! | #VALUE! | #VALUE! | #VALUE! | 5.8552e-05 | #VALUE! | #VALUE! | #VALUE! | #VALUE! | #VALUE! | #VALUE! | -4.8693e-09 | #VALUE! | #VALUE! | #VALUE! | #VALUE! | #VALUE! | #VALUE! | -0.00024796 | #VALUE! | #VALUE! | #VALUE! | #VALUE! | #VALUE! | #VALUE! | 9.2652e-05 | #VALUE! | #VALUE! | #VALUE! | #VALUE! | #VALUE! | #VALUE! | 8.585e-05 | #VALUE! | #VALUE! | #VALUE! | #VALUE! | #VALUE! | #VALUE! | -0.24037 | #VALUE! | #VALUE! | #VALUE! | #VALUE! | #VALUE! | #VALUE! | -0.00031599 | #VALUE! | #VALUE! | #VALUE! | #VALUE! | #VALUE! | #VALUE! | 1.2064e-09 | #VALUE! | #VALUE! | #VALUE! | #VALUE! | #VALUE! | #VALUE! | -0.00023128 | #VALUE! | #VALUE! | #VALUE! | #VALUE! | #VALUE! | #VALUE! | -0.00047768 | #VALUE! | #VALUE! | #VALUE! | #VALUE! | #VALUE! | #VALUE! | 2.4175e-05 | #VALUE! | #VALUE! | #VALUE! | #VALUE! | #VALUE! | #VALUE! | -1.691e-05 | #VALUE! | #VALUE! | #VALUE! | #VALUE! | #VALUE! | #VALUE! | -0.00046695 | #VALUE! | #VALUE! | #VALUE! | #VALUE! | #VALUE! | #VALUE! | -1.4676e-08 | #VALUE! | #VALUE! | #VALUE! | #VALUE! | #VALUE! | #VALUE! | 1.4537e-05 | #VALUE! | #VALUE! | #VALUE! | #VALUE! | #VALUE! | #VALUE! | 0.00011387 | #VALUE! | #VALUE! | #VALUE! | #VALUE! | #VALUE! | #VALUE! | 8.8328e-06 | #VALUE! | #VALUE! | #VALUE! | #VALUE! | #VALUE! | #VALUE! | 5.1667e-06 | #VALUE! | #VALUE! | #VALUE! | #VALUE! | #VALUE! | #VALUE! | -2.6913 | #VALUE! | #VALUE! | #VALUE! | #VALUE! | #VALUE! | #VALUE! | -3.594e-09 | #VALUE! | #VALUE! | #VALUE! | #VALUE! | #VALUE! | #VALUE! | 0.020332 | #VALUE! | #VALUE! | #VALUE! | #VALUE! | #VALUE! | #VALUE! | 1.064e-05 | #VALUE! | #VALUE! | #VALUE! | #VALUE! | #VALUE! | #VALUE! | 0.00017178 | #VALUE! | #VALUE! | #VALUE! | #VALUE! | #VALUE! | #VALUE! | 1.2452e-05 | #VALUE! | #VALUE! | #VALUE! | #VALUE! | #VALUE! | #VALUE! | 41917.5128 | #VALUE! | #VALUE! | #VALUE! | #VALUE! | #VALUE! | #VALUE! | -8.1502e-09 | #VALUE! | #VALUE! | #VALUE! | #VALUE! | #VALUE! | #VALUE! | 2.0854e-06 | #VALUE! | #VALUE! | #VALUE! | #VALUE! | #VALUE! | #VALUE! | -2.2083e-05 | #VALUE! | #VALUE! | #VALUE! | #VALUE! | #VALUE! | #VALUE! | 6.8081e-10 | #VALUE! | #VALUE! | #VALUE! | #VALUE! | #VALUE! | #VALUE! | 1.1562e-05 | #VALUE! | #VALUE! | #VALUE! | #VALUE! | #VALUE! | #VALUE! | 0.00042688 | #VALUE! | #VALUE! | #VALUE! | #VALUE! | #VALUE! | #VALUE! | -1.3534e-08 | #VALUE! | #VALUE! | #VALUE! | #VALUE! | #VALUE! | #VALUE! | 1.3531e-05 | #VALUE! | #VALUE! | #VALUE! | #VALUE! | #VALUE! | #VALUE! | -1.3837e-05 | #VALUE! | #VALUE! | #VALUE! | #VALUE! | #VALUE! | #VALUE! | -5.6417e-11 | #VALUE! | #VALUE! | #VALUE! | #VALUE! | #VALUE! | #VALUE! | 1.0012e-05 | #VALUE! | #VALUE! | #VALUE! | #VALUE! | #VALUE! | #VALUE! | -0.0013631 | #VALUE! | #VALUE! | #VALUE! | #VALUE! | #VALUE! | #VALUE! | 4.5862e-09 | #VALUE! | #VALUE! | #VALUE! | #VALUE! | #VALUE! | #VALUE! | 7.9504e-06 | #VALUE! | #VALUE! | #VALUE! | #VALUE! | #VALUE! | #VALUE! | 5.0545e-05 | #VALUE! | #VALUE! | #VALUE! | #VALUE! | #VALUE! | #VALUE! | -4.617e-08 | #VALUE! | #VALUE! | #VALUE! | #VALUE! | #VALUE! | #VALUE! | 1.1097e-05 | #VALUE! | #VALUE! | #VALUE! | #VALUE! | #VALUE! | #VALUE! | 0.00043877 | #VALUE! | #VALUE! | #VALUE! | #VALUE! | #VALUE! | #VALUE! | 2.4974e-10 | #VALUE! | #VALUE! | #VALUE! | #VALUE! | #VALUE! | #VALUE! | 3.3149e-06 | #VALUE! | #VALUE! | #VALUE! | #VALUE! | #VALUE! | #VALUE! | -0.60494 | #VALUE! | #VALUE! | #VALUE! | #VALUE! | #VALUE! | #VALUE! | 6.4375e-11 | #VALUE! | #VALUE! | #VALUE! | #VALUE! | #VALUE! | #VALUE! | -0.77732 | #VALUE! | #VALUE! | #VALUE! | #VALUE! | #VALUE! | #VALUE! | 2.8887e-05 | #VALUE! | #VALUE! | #VALUE! | #VALUE! | #VALUE! | #VALUE! | 3.6457e-11 | #VALUE! | #VALUE! | #VALUE! | #VALUE! | #VALUE! | #VALUE! | 2.5762e-06 | #VALUE! | #VALUE! | #VALUE! | #VALUE! | #VALUE! | #VALUE! | -1.9881e-05 | #VALUE! | #VALUE! | #VALUE! | #VALUE! | #VALUE! | #VALUE! | 4.6123e-05 | #VALUE! | #VALUE! | #VALUE! | #VALUE! | #VALUE! | #VALUE! | 1.4771e-05 | #VALUE! | #VALUE! | #VALUE! | #VALUE! | #VALUE! | #VALUE! | 3.3243e-05 | #VALUE! | #VALUE! | #VALUE! | #VALUE! | #VALUE! | #VALUE! | -1.6778e-08 | #VALUE! | #VALUE! | #VALUE! | #VALUE! | #VALUE! | #VALUE! | 5.5725e-06 | #VALUE! | #VALUE! | #VALUE! | #VALUE! | #VALUE! | #VALUE! | 4.4666e-05 | #VALUE! | #VALUE! | #VALUE! | #VALUE! | #VALUE! | #VALUE! | -5.3651e-09 | #VALUE! | #VALUE! | #VALUE! | #VALUE! | #VALUE! | #VALUE! | 0.00050169 | #VALUE! | #VALUE! | #VALUE! | #VALUE! | #VALUE! | #VALUE! | 3.9051e-06 | #VALUE! | #VALUE! | #VALUE! | #VALUE! | #VALUE! | #VALUE! | -7.8435e-06 | #VALUE! | #VALUE! | #VALUE! | #VALUE! | #VALUE! | #VALUE! | 3.5257e-05 | #VALUE! | #VALUE! | #VALUE! | #VALUE! | #VALUE! | #VALUE! | -0.00055962 | #VALUE! | #VALUE! | #VALUE! | #VALUE! | #VALUE! | #VALUE! | 0.055866 | #VALUE! | #VALUE! | #VALUE! | #VALUE! | #VALUE! | #VALUE! | 2.0698e-06 | #VALUE! | #VALUE! | #VALUE! | #VALUE! | #VALUE! | #VALUE! | 0.46657 | #VALUE! | #VALUE! | #VALUE! | #VALUE! | #VALUE! | #VALUE! | 0.047664 | #VALUE! | #VALUE! | #VALUE! | #VALUE! | #VALUE! | #VALUE! | -8.1161e-06 | #VALUE! | #VALUE! | #VALUE! | #VALUE! | #VALUE! | #VALUE! | 8.22e-06 | #VALUE! | #VALUE! | #VALUE! | #VALUE! | #VALUE! | #VALUE! | 0.0034013 | #VALUE! | #VALUE! | #VALUE! | #VALUE! | #VALUE! | #VALUE! | -2.4403 | #VALUE! | #VALUE! | #VALUE! | #VALUE! | #VALUE! | #VALUE! | -0.46796 | #VALUE! | #VALUE! | #VALUE! | #VALUE! | #VALUE! | #VALUE! | -2.7013e-06 | #VALUE! | #VALUE! | #VALUE! | #VALUE! | #VALUE! | #VALUE! | -6.2745e-06 | #VALUE! | #VALUE! | #VALUE! | #VALUE! | #VALUE! | #VALUE! | -0.00051494 | #VALUE! | #VALUE! | #VALUE! | #VALUE! | #VALUE! | #VALUE! | -0.010299 | #VALUE! | #VALUE! | #VALUE! | #VALUE! | #VALUE! | #VALUE! | -3.959e-06 | #VALUE! | #VALUE! | #VALUE! | #VALUE! | #VALUE! | #VALUE! | 3.6492e-05 | #VALUE! | #VALUE! | #VALUE! | #VALUE! | #VALUE! | #VALUE! | -7.0111e-06 | #VALUE! | #VALUE! | #VALUE! | #VALUE! | #VALUE! | #VALUE! | -0.059785 | #VALUE! | #VALUE! | #VALUE! | #VALUE! | #VALUE! | #VALUE! | -0.63184 | #VALUE! | #VALUE! | #VALUE! | #VALUE! | #VALUE! | #VALUE! | 1.2865e-07 | #VALUE! | #VALUE! | #VALUE! | #VALUE! | #VALUE! | #VALUE! | 1.11e-05 | #VALUE! | #VALUE! | #VALUE! | #VALUE! | #VALUE! | #VALUE! | -0.48 | #VALUE! | #VALUE! | #VALUE! | #VALUE! | #VALUE! | #VALUE! | -2.2593e-06 | #VALUE! | #VALUE! | #VALUE! | #VALUE! | #VALUE! | #VALUE! | 0.00011889 | #VALUE! | #VALUE! | #VALUE! | #VALUE! | #VALUE! | #VALUE! | 1.1893e-05 | #VALUE! | #VALUE! | #VALUE! | #VALUE! | #VALUE! | #VALUE! | 1.0079e-07 | #VALUE! | #VALUE! | #VALUE! | #VALUE! | #VALUE! | #VALUE! | 3.2046e-06 | #VALUE! | #VALUE! | #VALUE! | #VALUE! | #VALUE! | #VALUE! | 4.8418e-05 | #VALUE! | #VALUE! | #VALUE! | #VALUE! | #VALUE! | #VALUE! | -3.6134e-05 | #VALUE! | #VALUE! | #VALUE! | #VALUE! | #VALUE! | #VALUE! | 0.52723 | #VALUE! | #VALUE! | #VALUE! | #VALUE! | #VALUE! | #VALUE! | 1.076e-05 | #VALUE! | #VALUE! | #VALUE! | #VALUE! | #VALUE! | #VALUE! | -6.1602e-08 | #VALUE! | #VALUE! | #VALUE! | #VALUE! | #VALUE! | #VALUE! | 7.4307e-05 | #VALUE! | #VALUE! | #VALUE! | #VALUE! | #VALUE! | #VALUE! | 1.0711e-05 | #VALUE! | #VALUE! | #VALUE! | #VALUE! | #VALUE! | #VALUE! | -1.0278e-05 | #VALUE! | #VALUE! | #VALUE! | #VALUE! | #VALUE! | #VALUE! | -0.63593 | #VALUE! | #VALUE! | #VALUE! | #VALUE! | #VALUE! | #VALUE! | -1.2425e-05 | #VALUE! | #VALUE! | #VALUE! | #VALUE! | #VALUE! | #VALUE! | 1.3644e-06 | #VALUE! | #VALUE! | #VALUE! | #VALUE! | #VALUE! | #VALUE! | -0.00026068 | #VALUE! | #VALUE! | #VALUE! | #VALUE! | #VALUE! | #VALUE! | 0.00011963 | #VALUE! | #VALUE! | #VALUE! | #VALUE! | #VALUE! | #VALUE! | 0.0004955 | #VALUE! | #VALUE! | #VALUE! | #VALUE! | #VALUE! | #VALUE! | -5.565e-06 | #VALUE! | #VALUE! | #VALUE! | #VALUE! | #VALUE! | #VALUE! | -1.4318e-05 | #VALUE! | #VALUE! | #VALUE! | #VALUE! | #VALUE! | #VALUE! | 0.010984 | #VALUE! | #VALUE! | #VALUE! | #VALUE! | #VALUE! | #VALUE! | -5.7423 | #VALUE! | #VALUE! | #VALUE! | #VALUE! | #VALUE! | #VALUE! | -0.00024684 | #VALUE! | #VALUE! | #VALUE! | #VALUE! | #VALUE! | #VALUE! | 3.7663e-06 | #VALUE! | #VALUE! | #VALUE! | #VALUE! | #VALUE! | #VALUE! | 0.00022667 | #VALUE! | #VALUE! | #VALUE! | #VALUE! | #VALUE! | #VALUE! | 5.436e-07 | #VALUE! | #VALUE! | #VALUE! | #VALUE! | #VALUE! | #VALUE! | 5.0326e-06 | #VALUE! | #VALUE! | #VALUE! | #VALUE! | #VALUE! | #VALUE! | 2.8833e-06 | #VALUE! | #VALUE! | #VALUE! | #VALUE! | #VALUE! | #VALUE! | -0.6919 | #VALUE! | #VALUE! | #VALUE! | #VALUE! | #VALUE! | #VALUE! | 0.25071 | #VALUE! | #VALUE! | #VALUE! | #VALUE! | #VALUE! | #VALUE! | 2.07e-05 | #VALUE! | #VALUE! | #VALUE! | #VALUE! | #VALUE! | #VALUE! | 0.51478 | #VALUE! | #VALUE! | #VALUE! | #VALUE! | #VALUE! | #VALUE! | -5.8699e-05 | #VALUE! | #VALUE! | #VALUE! | #VALUE! | #VALUE! | #VALUE! | 0.021219 | #VALUE! | #VALUE! | #VALUE! | #VALUE! | #VALUE! | #VALUE! | 4.3036e-05 | #VALUE! | #VALUE! | #VALUE! | #VALUE! | #VALUE! | #VALUE! | -0.086992 | #VALUE! | #VALUE! | #VALUE! | #VALUE! | #VALUE! | #VALUE! | -1.7454e-06 | #VALUE! | #VALUE! | #VALUE! | #VALUE! | #VALUE! | #VALUE! | 1.6805e-05 | #VALUE! | #VALUE! | #VALUE! | #VALUE! | #VALUE! | #VALUE! | 0.072201 | #VALUE! | #VALUE! | #VALUE! | #VALUE! | #VALUE! | #VALUE! | -0.16503 | #VALUE! | #VALUE! | #VALUE! | #VALUE! | #VALUE! | #VALUE! | 3.937e-05 | #VALUE! | #VALUE! | #VALUE! | #VALUE! | #VALUE! | #VALUE! | 0.32916 | #VALUE! | #VALUE! | #VALUE! | #VALUE! | #VALUE! | #VALUE! | -0.00049139 | #VALUE! | #VALUE! | #VALUE! | #VALUE! | #VALUE! | #VALUE! | 4.8812e-06 | #VALUE! | #VALUE! | #VALUE! | #VALUE! | #VALUE! | #VALUE! | 1.0376e-05 | #VALUE! | #VALUE! | #VALUE! | #VALUE! | #VALUE! | #VALUE! | -1.0319 | #VALUE! | #VALUE! | #VALUE! | #VALUE! | #VALUE! | #VALUE! | 0.3777 | #VALUE! | #VALUE! | #VALUE! | #VALUE! | #VALUE! | #VALUE! | -9.3239e-08 | #VALUE! | #VALUE! | #VALUE! | #VALUE! | #VALUE! | #VALUE! | -0.087928 | #VALUE! | #VALUE! | #VALUE! | #VALUE! | #VALUE! | #VALUE! | -1.6234e-05 | #VALUE! | #VALUE! | #VALUE! | #VALUE! | #VALUE! | #VALUE! | -3.3694e-10 | #VALUE! | #VALUE! | #VALUE! | #VALUE! | #VALUE! | #VALUE! | -0.69002 | #VALUE! | #VALUE! | #VALUE! | #VALUE! | #VALUE! | #VALUE! | 0.2757 | #VALUE! | #VALUE! | #VALUE! | #VALUE! | #VALUE! | #VALUE! | -4.6237e-10 | #VALUE! | #VALUE! | #VALUE! | #VALUE! | #VALUE! | #VALUE! | -0.1378 | #VALUE! | #VALUE! | #VALUE! | #VALUE! | #VALUE! | #VALUE! | 7.688e-05 | #VALUE! | #VALUE! | #VALUE! | #VALUE! | #VALUE! | #VALUE! | 0.00019605 | #VALUE! | #VALUE! | #VALUE! | #VALUE! | #VALUE! | #VALUE! | 0.00012964 | #VALUE! | #VALUE! | #VALUE! | #VALUE! | #VALUE! | #VALUE! | 0.00011239 | #VALUE! | #VALUE! | #VALUE! | #VALUE! | #VALUE! | #VALUE! | -7.5405e-08 | #VALUE! | #VALUE! | #VALUE! | #VALUE! | #VALUE! | #VALUE! | -5.0508e-06 | #VALUE! | #VALUE! | #VALUE! | #VALUE! | #VALUE! | #VALUE! | -2.0709e-05 | #VALUE! | #VALUE! | #VALUE! | #VALUE! | #VALUE! | #VALUE! | -3.8084e-10 | #VALUE! | #VALUE! | #VALUE! | #VALUE! | #VALUE! | #VALUE! | -1.726 | #VALUE! | #VALUE! | #VALUE! | #VALUE! | #VALUE! | #VALUE! | 0.00030418 | #VALUE! | #VALUE! | #VALUE! | #VALUE! | #VALUE! | #VALUE! | 2.7269e-11 | #VALUE! | #VALUE! | #VALUE! | #VALUE! | #VALUE! | #VALUE! | -8.2551e-06 | #VALUE! | #VALUE! | #VALUE! | #VALUE! | #VALUE! | #VALUE! | -2.0187e-05 | #VALUE! | #VALUE! | #VALUE! | #VALUE! | #VALUE! | #VALUE! | -3.7209e-08 | #VALUE! | #VALUE! | #VALUE! | #VALUE! | #VALUE! | #VALUE! | 1.5686e-05 | #VALUE! | #VALUE! | #VALUE! | #VALUE! | #VALUE! | #VALUE! | 4.5691e-05 | #VALUE! | #VALUE! | #VALUE! | #VALUE! | #VALUE! | #VALUE! | -6.2818e-10 | #VALUE! | #VALUE! | #VALUE! | #VALUE! | #VALUE! | #VALUE! | 4.7633e-07 | #VALUE! | #VALUE! | #VALUE! | #VALUE! | #VALUE! | #VALUE! | 9.433e-05 | #VALUE! | #VALUE! | #VALUE! | #VALUE! | #VALUE! | #VALUE! | 0.00024385 | #VALUE! | #VALUE! | #VALUE! | #VALUE! | #VALUE! | #VALUE! | 0.0027468 | #VALUE! | #VALUE! | #VALUE! | #VALUE! | #VALUE! | #VALUE! | -1.6346 | #VALUE! | #VALUE! | #VALUE! | #VALUE! | #VALUE! | #VALUE! | -2.6901e-10 | #VALUE! | #VALUE! | #VALUE! | #VALUE! | #VALUE! | #VALUE! | 2.3542e-07 | #VALUE! | #VALUE! | #VALUE! | #VALUE! | #VALUE! | #VALUE! | -0.00081175 | #VALUE! | #VALUE! | #VALUE! | #VALUE! | #VALUE! | #VALUE! | -9.4743e-10 | #VALUE! | #VALUE! | #VALUE! | #VALUE! | #VALUE! | #VALUE! | 0.00013551 | #VALUE! | #VALUE! | #VALUE! | #VALUE! | #VALUE! | #VALUE! | 0.00146 | #VALUE! | #VALUE! | #VALUE! | #VALUE! | #VALUE! | #VALUE! | 3.595e-11 | #VALUE! | #VALUE! | #VALUE! | #VALUE! | #VALUE! | #VALUE! | -4.4968e-05 | #VALUE! | #VALUE! | #VALUE! | #VALUE! | #VALUE! | #VALUE! | -3.2441e-05 | #VALUE! | #VALUE! | #VALUE! | #VALUE! | #VALUE! | #VALUE! | -7.523e-09 | #VALUE! | #VALUE! | #VALUE! | #VALUE! | #VALUE! | #VALUE! | -4.2769e-05 | #VALUE! | #VALUE! | #VALUE! | #VALUE! | #VALUE! | #VALUE! | -0.0044638 | #VALUE! | #VALUE! | #VALUE! | #VALUE! | #VALUE! | #VALUE! | 3.4143e-08 | #VALUE! | #VALUE! | #VALUE! | #VALUE! | #VALUE! | #VALUE! | 4.9313e-06 | #VALUE! | #VALUE! | #VALUE! | #VALUE! | #VALUE! | #VALUE! | 4.3434e-05 | #VALUE! | #VALUE! | #VALUE! | #VALUE! | #VALUE! | #VALUE! | 0.00025685 | #VALUE! | #VALUE! | #VALUE! | #VALUE! | #VALUE! | #VALUE! | 3.8307e-06 | #VALUE! | #VALUE! | #VALUE! | #VALUE! | #VALUE! | #VALUE! | -1.4735e-10 | #VALUE! | #VALUE! | #VALUE! | #VALUE! | #VALUE! | #VALUE! | 2.1491e-08 | #VALUE! | #VALUE! | #VALUE! | #VALUE! | #VALUE! | #VALUE! | -2.3957e-06 | #VALUE! | #VALUE! | #VALUE! | #VALUE! | #VALUE! | #VALUE! | 1.3206e-07 | #VALUE! | #VALUE! | #VALUE! | #VALUE! | #VALUE! | #VALUE! | 1.92e-08 | #VALUE! | #VALUE! | #VALUE! | #VALUE! | #VALUE! | #VALUE! | 5255.0388 | #VALUE! | #VALUE! | #VALUE! | #VALUE! | #VALUE! | #VALUE! | -1.281e-10 | #VALUE! | #VALUE! | #VALUE! | #VALUE! | #VALUE! | #VALUE! | 4.9152e-11 | #VALUE! | #VALUE! | #VALUE! | #VALUE! | #VALUE! | #VALUE! | 1.2377e-07 | #VALUE! | #VALUE! | #VALUE! | #VALUE! | #VALUE! | #VALUE! | 1.2477e-07 | #VALUE! | #VALUE! | #VALUE! | #VALUE! | #VALUE! | #VALUE! | -4.0478e-09 | #VALUE! | #VALUE! | #VALUE! | #VALUE! | #VALUE! | #VALUE! | 1.1374e-05 | #VALUE! | #VALUE! | #VALUE! | #VALUE! | #VALUE! | #VALUE! | 0.00023164 | #VALUE! | #VALUE! | #VALUE! | #VALUE! | #VALUE! | #VALUE! | -12.6133 | #VALUE! | #VALUE! | #VALUE! | #VALUE! | #VALUE! | #VALUE! | 3.5164e-08 | #VALUE! | #VALUE! | #VALUE! | #VALUE! | #VALUE! | #VALUE! | -4.9804e-05 | #VALUE! | #VALUE! | #VALUE! | #VALUE! | #VALUE! | #VALUE! | -8.6174e-10 | #VALUE! | #VALUE! | #VALUE! | #VALUE! | #VALUE! | #VALUE! | 3579.9403 | #VALUE! | #VALUE! | #VALUE! | #VALUE! | #VALUE! | #VALUE! | 0.00074963 | #VALUE! | #VALUE! | #VALUE! | #VALUE! | #VALUE! | #VALUE! | -2.6849e-07 | #VALUE! | #VALUE! | #VALUE! | #VALUE! | #VALUE! | #VALUE! | 4.9647e-06 | #VALUE! | #VALUE! | #VALUE! | #VALUE! | #VALUE! | #VALUE! | -6.8451e-05 | #VALUE! | #VALUE! | #VALUE! | #VALUE! | #VALUE! | #VALUE! | -4.2608e-09 | #VALUE! | #VALUE! | #VALUE! | #VALUE! | #VALUE! | #VALUE!
|  |  | 0 | 0 | 0 | 0.00066305 | #VALUE! | #VALUE! | #VALUE! | #VALUE! | #VALUE! | #VALUE! | 1.178e-05 | #VALUE! | #VALUE! | #VALUE! | #VALUE! | #VALUE! | #VALUE! | 5.9902e-06 | #VALUE! | #VALUE! | #VALUE! | #VALUE! | #VALUE! | #VALUE! | -1.7952e-06 | #VALUE! | #VALUE! | #VALUE! | #VALUE! | #VALUE! | #VALUE! | 9.98e-06 | #VALUE! | #VALUE! | #VALUE! | #VALUE! | #VALUE! | #VALUE! | -1.286e-05 | #VALUE! | #VALUE! | #VALUE! | #VALUE! | #VALUE! | #VALUE! | 0.01326 | #VALUE! | #VALUE! | #VALUE! | #VALUE! | #VALUE! | #VALUE! | 0.43567 | #VALUE! | #VALUE! | #VALUE! | #VALUE! | #VALUE! | #VALUE! | -2.9404e-05 | #VALUE! | #VALUE! | #VALUE! | #VALUE! | #VALUE! | #VALUE! | -5.8234e-06 | #VALUE! | #VALUE! | #VALUE! | #VALUE! | #VALUE! | #VALUE! | 8.8224e-06 | #VALUE! | #VALUE! | #VALUE! | #VALUE! | #VALUE! | #VALUE! | 6.3903e-06 | #VALUE! | #VALUE! | #VALUE! | #VALUE! | #VALUE! | #VALUE! | 5.4894e-06 | #VALUE! | #VALUE! | #VALUE! | #VALUE! | #VALUE! | #VALUE! | -0.35686 | #VALUE! | #VALUE! | #VALUE! | #VALUE! | #VALUE! | #VALUE! | 3.2913e-07 | #VALUE! | #VALUE! | #VALUE! | #VALUE! | #VALUE! | #VALUE! | -1.1661e-05 | #VALUE! | #VALUE! | #VALUE! | #VALUE! | #VALUE! | #VALUE! | -3.1121e-05 | #VALUE! | #VALUE! | #VALUE! | #VALUE! | #VALUE! | #VALUE! | -0.006071 | #VALUE! | #VALUE! | #VALUE! | #VALUE! | #VALUE! | #VALUE! | 0.01437 | #VALUE! | #VALUE! | #VALUE! | #VALUE! | #VALUE! | #VALUE! | -0.22486 | #VALUE! | #VALUE! | #VALUE! | #VALUE! | #VALUE! | #VALUE! | 0.06888 | #VALUE! | #VALUE! | #VALUE! | #VALUE! | #VALUE! | #VALUE! | -3.0693e-05 | #VALUE! | #VALUE! | #VALUE! | #VALUE! | #VALUE! | #VALUE! | 6.8619e-06 | #VALUE! | #VALUE! | #VALUE! | #VALUE! | #VALUE! | #VALUE! | 1.4998e-06 | #VALUE! | #VALUE! | #VALUE! | #VALUE! | #VALUE! | #VALUE! | 0.01003 | #VALUE! | #VALUE! | #VALUE! | #VALUE! | #VALUE! | #VALUE! | -0.36536 | #VALUE! | #VALUE! | #VALUE! | #VALUE! | #VALUE! | #VALUE! | -1.364e-05 | #VALUE! | #VALUE! | #VALUE! | #VALUE! | #VALUE! | #VALUE! | 0.00027078 | #VALUE! | #VALUE! | #VALUE! | #VALUE! | #VALUE! | #VALUE! | -0.32346 | #VALUE! | #VALUE! | #VALUE! | #VALUE! | #VALUE! | #VALUE! | -1.2439e-06 | #VALUE! | #VALUE! | #VALUE! | #VALUE! | #VALUE! | #VALUE! | -0.065355 | #VALUE! | #VALUE! | #VALUE! | #VALUE! | #VALUE! | #VALUE! | -0.38055 | #VALUE! | #VALUE! | #VALUE! | #VALUE! | #VALUE! | #VALUE! | -3.2703e-06 | #VALUE! | #VALUE! | #VALUE! | #VALUE! | #VALUE! | #VALUE! | 0.00018355 | #VALUE! | #VALUE! | #VALUE! | #VALUE! | #VALUE! | #VALUE! | -2.5141e-05 | #VALUE! | #VALUE! | #VALUE! | #VALUE! | #VALUE! | #VALUE! | 2.7732e-07 | #VALUE! | #VALUE! | #VALUE! | #VALUE! | #VALUE! | #VALUE! | 2.2274 | #VALUE! | #VALUE! | #VALUE! | #VALUE! | #VALUE! | #VALUE! | 0.6491 | #VALUE! | #VALUE! | #VALUE! | #VALUE! | #VALUE! | #VALUE! | -2.7762e-06 | #VALUE! | #VALUE! | #VALUE! | #VALUE! | #VALUE! | #VALUE! | 0.00011392 | #VALUE! | #VALUE! | #VALUE! | #VALUE! | #VALUE! | #VALUE! | 1.2001e-05 | #VALUE! | #VALUE! | #VALUE! | #VALUE! | #VALUE! | #VALUE! | -0.046838 | #VALUE! | #VALUE! | #VALUE! | #VALUE! | #VALUE! | #VALUE! | 0.01194 | #VALUE! | #VALUE! | #VALUE! | #VALUE! | #VALUE! | #VALUE! | -1.5107 | #VALUE! | #VALUE! | #VALUE! | #VALUE! | #VALUE! | #VALUE! | -0.093751 | #VALUE! | #VALUE! | #VALUE! | #VALUE! | #VALUE! | #VALUE! | -2.3965e-06 | #VALUE! | #VALUE! | #VALUE! | #VALUE! | #VALUE! | #VALUE! | -0.21452 | #VALUE! | #VALUE! | #VALUE! | #VALUE! | #VALUE! | #VALUE! | -9.0298e-06 | #VALUE! | #VALUE! | #VALUE! | #VALUE! | #VALUE! | #VALUE! | -0.0010327 | #VALUE! | #VALUE! | #VALUE! | #VALUE! | #VALUE! | #VALUE! | -0.35337 | #VALUE! | #VALUE! | #VALUE! | #VALUE! | #VALUE! | #VALUE! | -5.0335e-06 | #VALUE! | #VALUE! | #VALUE! | #VALUE! | #VALUE! | #VALUE! | 0.00011766 | #VALUE! | #VALUE! | #VALUE! | #VALUE! | #VALUE! | #VALUE! | -0.38198 | #VALUE! | #VALUE! | #VALUE! | #VALUE! | #VALUE! | #VALUE! | -4.8717e-05 | #VALUE! | #VALUE! | #VALUE! | #VALUE! | #VALUE! | #VALUE! | 0.012381 | #VALUE! | #VALUE! | #VALUE! | #VALUE! | #VALUE! | #VALUE! | -0.26698 | #VALUE! | #VALUE! | #VALUE! | #VALUE! | #VALUE! | #VALUE! | -0.0149 | #VALUE! | #VALUE! | #VALUE! | #VALUE! | #VALUE! | #VALUE! | -3.7131e-06 | #VALUE! | #VALUE! | #VALUE! | #VALUE! | #VALUE! | #VALUE! | -0.51851 | #VALUE! | #VALUE! | #VALUE! | #VALUE! | #VALUE! | #VALUE! | 4.8268e-06 | #VALUE! | #VALUE! | #VALUE! | #VALUE! | #VALUE! | #VALUE! | 0.0093517 | #VALUE! | #VALUE! | #VALUE! | #VALUE! | #VALUE! | #VALUE! | 0.51351 | #VALUE! | #VALUE! | #VALUE! | #VALUE! | #VALUE! | #VALUE! | -0.20436 | #VALUE! | #VALUE! | #VALUE! | #VALUE! | #VALUE! | #VALUE! | -2.8159e-05 | #VALUE! | #VALUE! | #VALUE! | #VALUE! | #VALUE! | #VALUE! | 7.8253e-06 | #VALUE! | #VALUE! | #VALUE! | #VALUE! | #VALUE! | #VALUE! | -0.015973 | #VALUE! | #VALUE! | #VALUE! | #VALUE! | #VALUE! | #VALUE! | 0.019303 | #VALUE! | #VALUE! | #VALUE! | #VALUE! | #VALUE! | #VALUE! | -4.1376e-06 | #VALUE! | #VALUE! | #VALUE! | #VALUE! | #VALUE! | #VALUE! | -0.15258 | #VALUE! | #VALUE! | #VALUE! | #VALUE! | #VALUE! | #VALUE! | 4.2401e-07 | #VALUE! | #VALUE! | #VALUE! | #VALUE! | #VALUE! | #VALUE! | 8.7722e-06 | #VALUE! | #VALUE! | #VALUE! | #VALUE! | #VALUE! | #VALUE! | -0.017732 | #VALUE! | #VALUE! | #VALUE! | #VALUE! | #VALUE! | #VALUE! | -0.82728 | #VALUE! | #VALUE! | #VALUE! | #VALUE! | #VALUE! | #VALUE! | 0.2146 | #VALUE! | #VALUE! | #VALUE! | #VALUE! | #VALUE! | #VALUE! | 1.2576e-09 | #VALUE! | #VALUE! | #VALUE! | #VALUE! | #VALUE! | #VALUE! | 2.3558e-05 | #VALUE! | #VALUE! | #VALUE! | #VALUE! | #VALUE! | #VALUE! | -0.00053922 | #VALUE! | #VALUE! | #VALUE! | #VALUE! | #VALUE! | #VALUE! | -3.5617e-10 | #VALUE! | #VALUE! | #VALUE! | #VALUE! | #VALUE! | #VALUE! | -0.24593 | #VALUE! | #VALUE! | #VALUE! | #VALUE! | #VALUE! | #VALUE! | -0.00041197 | #VALUE! | #VALUE! | #VALUE! | #VALUE! | #VALUE! | #VALUE! | -3.0154e-09 | #VALUE! | #VALUE! | #VALUE! | #VALUE! | #VALUE! | #VALUE! | -0.099882 | #VALUE! | #VALUE! | #VALUE! | #VALUE! | #VALUE! | #VALUE! | -0.00053742 | #VALUE! | #VALUE! | #VALUE! | #VALUE! | #VALUE! | #VALUE! | 2.5913e-05 | #VALUE! | #VALUE! | #VALUE! | #VALUE! | #VALUE! | #VALUE! | -0.87309 | #VALUE! | #VALUE! | #VALUE! | #VALUE! | #VALUE! | #VALUE! | -0.00032824 | #VALUE! | #VALUE! | #VALUE! | #VALUE! | #VALUE! | #VALUE! | 3.4987e-11 | #VALUE! | #VALUE! | #VALUE! | #VALUE! | #VALUE! | #VALUE! | -0.17957 | #VALUE! | #VALUE! | #VALUE! | #VALUE! | #VALUE! | #VALUE! | -0.00053191 | #VALUE! | #VALUE! | #VALUE! | #VALUE! | #VALUE! | #VALUE! | 1.1492e-09 | #VALUE! | #VALUE! | #VALUE! | #VALUE! | #VALUE! | #VALUE! | -0.82831 | #VALUE! | #VALUE! | #VALUE! | #VALUE! | #VALUE! | #VALUE! | -1.473 | #VALUE! | #VALUE! | #VALUE! | #VALUE! | #VALUE! | #VALUE! | -3.4047e-09 | #VALUE! | #VALUE! | #VALUE! | #VALUE! | #VALUE! | #VALUE! | 4.2249e-06 | #VALUE! | #VALUE! | #VALUE! | #VALUE! | #VALUE! | #VALUE! | -0.86383 | #VALUE! | #VALUE! | #VALUE! | #VALUE! | #VALUE! | #VALUE! | 0.00015138 | #VALUE! | #VALUE! | #VALUE! | #VALUE! | #VALUE! | #VALUE! | 2.8647e-05 | #VALUE! | #VALUE! | #VALUE! | #VALUE! | #VALUE! | #VALUE! | -1.9438 | #VALUE! | #VALUE! | #VALUE! | #VALUE! | #VALUE! | #VALUE! | 1.8193e-09 | #VALUE! | #VALUE! | #VALUE! | #VALUE! | #VALUE! | #VALUE! | -2.6229e-07 | #VALUE! | #VALUE! | #VALUE! | #VALUE! | #VALUE! | #VALUE! | -0.00069994 | #VALUE! | #VALUE! | #VALUE! | #VALUE! | #VALUE! | #VALUE! | 4.1326e-05 | #VALUE! | #VALUE! | #VALUE! | #VALUE! | #VALUE! | #VALUE! | 0.00010029 | #VALUE! | #VALUE! | #VALUE! | #VALUE! | #VALUE! | #VALUE! | 3.4229e-05 | #VALUE! | #VALUE! | #VALUE! | #VALUE! | #VALUE! | #VALUE! | -1.2861e-08 | #VALUE! | #VALUE! | #VALUE! | #VALUE! | #VALUE! | #VALUE! | 3.863e-07 | #VALUE! | #VALUE! | #VALUE! | #VALUE! | #VALUE! | #VALUE! | 0.0001506 | #VALUE! | #VALUE! | #VALUE! | #VALUE! | #VALUE! | #VALUE! | 1.3281e-09 | #VALUE! | #VALUE! | #VALUE! | #VALUE! | #VALUE! | #VALUE! | 2.6118e-05 | #VALUE! | #VALUE! | #VALUE! | #VALUE! | #VALUE! | #VALUE! | 0.00037794 | #VALUE! | #VALUE! | #VALUE! | #VALUE! | #VALUE! | #VALUE! | 3.1746e-09 | #VALUE! | #VALUE! | #VALUE! | #VALUE! | #VALUE! | #VALUE! | 5.7368e-06 | #VALUE! | #VALUE! | #VALUE! | #VALUE! | #VALUE! | #VALUE! | 1.6454e-05 | #VALUE! | #VALUE! | #VALUE! | #VALUE! | #VALUE! | #VALUE! | -7.0717e-11 | #VALUE! | #VALUE! | #VALUE! | #VALUE! | #VALUE! | #VALUE! | 2.1778e-05 | #VALUE! | #VALUE! | #VALUE! | #VALUE! | #VALUE! | #VALUE! | 2.8446e-05 | #VALUE! | #VALUE! | #VALUE! | #VALUE! | #VALUE! | #VALUE! | 3.5293e-09 | #VALUE! | #VALUE! | #VALUE! | #VALUE! | #VALUE! | #VALUE! | 7.8575e-06 | #VALUE! | #VALUE! | #VALUE! | #VALUE! | #VALUE! | #VALUE! | -2.4575e-05 | #VALUE! | #VALUE! | #VALUE! | #VALUE! | #VALUE! | #VALUE! | -2.5665e-08 | #VALUE! | #VALUE! | #VALUE! | #VALUE! | #VALUE! | #VALUE! | 1.3742e-05 | #VALUE! | #VALUE! | #VALUE! | #VALUE! | #VALUE! | #VALUE! | 27790.9186 | #VALUE! | #VALUE! | #VALUE! | #VALUE! | #VALUE! | #VALUE! | 3.6582e-11 | #VALUE! | #VALUE! | #VALUE! | #VALUE! | #VALUE! | #VALUE! | 1.0958e-05 | #VALUE! | #VALUE! | #VALUE! | #VALUE! | #VALUE! | #VALUE! | 1.3436e-07 | #VALUE! | #VALUE! | #VALUE! | #VALUE! | #VALUE! | #VALUE! | 1.0978e-10 | #VALUE! | #VALUE! | #VALUE! | #VALUE! | #VALUE! | #VALUE! | 1.5767e-05 | #VALUE! | #VALUE! | #VALUE! | #VALUE! | #VALUE! | #VALUE! | 2.3303e-05 | #VALUE! | #VALUE! | #VALUE! | #VALUE! | #VALUE! | #VALUE! | -9.3173e-09 | #VALUE! | #VALUE! | #VALUE! | #VALUE! | #VALUE! | #VALUE! | 8.1096e-06 | #VALUE! | #VALUE! | #VALUE! | #VALUE! | #VALUE! | #VALUE! | -9.1015e-06 | #VALUE! | #VALUE! | #VALUE! | #VALUE! | #VALUE! | #VALUE! | -3.1541e-08 | #VALUE! | #VALUE! | #VALUE! | #VALUE! | #VALUE! | #VALUE! | 9.2317e-06 | #VALUE! | #VALUE! | #VALUE! | #VALUE! | #VALUE! | #VALUE! | 7.4446e-07 | #VALUE! | #VALUE! | #VALUE! | #VALUE! | #VALUE! | #VALUE! | 2.9586 | #VALUE! | #VALUE! | #VALUE! | #VALUE! | #VALUE! | #VALUE! | 5.3611e-06 | #VALUE! | #VALUE! | #VALUE! | #VALUE! | #VALUE! | #VALUE! | -5.3683e-05 | #VALUE! | #VALUE! | #VALUE! | #VALUE! | #VALUE! | #VALUE! | 0.0002772 | #VALUE! | #VALUE! | #VALUE! | #VALUE! | #VALUE! | #VALUE! | 3.0882e-05 | #VALUE! | #VALUE! | #VALUE! | #VALUE! | #VALUE! | #VALUE! | 7.6394e-07 | #VALUE! | #VALUE! | #VALUE! | #VALUE! | #VALUE! | #VALUE! | 3.8322e-09 | #VALUE! | #VALUE! | #VALUE! | #VALUE! | #VALUE! | #VALUE! | -4.9824e-05 | #VALUE! | #VALUE! | #VALUE! | #VALUE! | #VALUE! | #VALUE! | 0.0038361 | #VALUE! | #VALUE! | #VALUE! | #VALUE! | #VALUE! | #VALUE! | 1.121e-09 | #VALUE! | #VALUE! | #VALUE! | #VALUE! | #VALUE! | #VALUE! | 0.00040398 | #VALUE! | #VALUE! | #VALUE! | #VALUE! | #VALUE! | #VALUE! | -1.8235e-05 | #VALUE! | #VALUE! | #VALUE! | #VALUE! | #VALUE! | #VALUE! | 9.5357e-06 | #VALUE! | #VALUE! | #VALUE! | #VALUE! | #VALUE! | #VALUE! | 2.0932e-05 | #VALUE! | #VALUE! | #VALUE! | #VALUE! | #VALUE! | #VALUE! | -1.3284 | #VALUE! | #VALUE! | #VALUE! | #VALUE! | #VALUE! | #VALUE! | -2.2866e-06 | #VALUE! | #VALUE! | #VALUE! | #VALUE! | #VALUE! | #VALUE! | 7.1709e-06 | #VALUE! | #VALUE! | #VALUE! | #VALUE! | #VALUE! | #VALUE! | -0.53513 | #VALUE! | #VALUE! | #VALUE! | #VALUE! | #VALUE! | #VALUE! | -0.12022 | #VALUE! | #VALUE! | #VALUE! | #VALUE! | #VALUE! | #VALUE! | -0.042546 | #VALUE! | #VALUE! | #VALUE! | #VALUE! | #VALUE! | #VALUE! | 7.2171e-05 | #VALUE! | #VALUE! | #VALUE! | #VALUE! | #VALUE! | #VALUE! | -0.01756 | #VALUE! | #VALUE! | #VALUE! | #VALUE! | #VALUE! | #VALUE! | 0.00010684 | #VALUE! | #VALUE! | #VALUE! | #VALUE! | #VALUE! | #VALUE! | 2.6195e-05 | #VALUE! | #VALUE! | #VALUE! | #VALUE! | #VALUE! | #VALUE! | -1.0354e-05 | #VALUE! | #VALUE! | #VALUE! | #VALUE! | #VALUE! | #VALUE! | 0.15354 | #VALUE! | #VALUE! | #VALUE! | #VALUE! | #VALUE! | #VALUE! | -1.1501 | #VALUE! | #VALUE! | #VALUE! | #VALUE! | #VALUE! | #VALUE! | -1.9269e-07 | #VALUE! | #VALUE! | #VALUE! | #VALUE! | #VALUE! | #VALUE! | -3.8692e-06 | #VALUE! | #VALUE! | #VALUE! | #VALUE! | #VALUE! | #VALUE! | 0.00012696 | #VALUE! | #VALUE! | #VALUE! | #VALUE! | #VALUE! | #VALUE! | -2.4673e-05 | #VALUE! | #VALUE! | #VALUE! | #VALUE! | #VALUE! | #VALUE! | 3.3278e-06 | #VALUE! | #VALUE! | #VALUE! | #VALUE! | #VALUE! | #VALUE! | 0.14052 | #VALUE! | #VALUE! | #VALUE! | #VALUE! | #VALUE! | #VALUE! | 0.002759 | #VALUE! | #VALUE! | #VALUE! | #VALUE! | #VALUE! | #VALUE! | -9.9052e-06 | #VALUE! | #VALUE! | #VALUE! | #VALUE! | #VALUE! | #VALUE! | 1.4584e-05 | #VALUE! | #VALUE! | #VALUE! | #VALUE! | #VALUE! | #VALUE! | 2.4347e-05 | #VALUE! | #VALUE! | #VALUE! | #VALUE! | #VALUE! | #VALUE! | -3.1565e-05 | #VALUE! | #VALUE! | #VALUE! | #VALUE! | #VALUE! | #VALUE! | 8.1517e-05 | #VALUE! | #VALUE! | #VALUE! | #VALUE! | #VALUE! | #VALUE! | -0.0070675 | #VALUE! | #VALUE! | #VALUE! | #VALUE! | #VALUE! | #VALUE! | 1.6569e-05 | #VALUE! | #VALUE! | #VALUE! | #VALUE! | #VALUE! | #VALUE! | 0.00019952 | #VALUE! | #VALUE! | #VALUE! | #VALUE! | #VALUE! | #VALUE! | -5.4357e-06 | #VALUE! | #VALUE! | #VALUE! | #VALUE! | #VALUE! | #VALUE! | -3.116e-05 | #VALUE! | #VALUE! | #VALUE! | #VALUE! | #VALUE! | #VALUE! | 7.4452e-05 | #VALUE! | #VALUE! | #VALUE! | #VALUE! | #VALUE! | #VALUE! | -0.015093 | #VALUE! | #VALUE! | #VALUE! | #VALUE! | #VALUE! | #VALUE! | 2.4678e-05 | #VALUE! | #VALUE! | #VALUE! | #VALUE! | #VALUE! | #VALUE! | 1.6564e-05 | #VALUE! | #VALUE! | #VALUE! | #VALUE! | #VALUE! | #VALUE! | -1.1572e-06 | #VALUE! | #VALUE! | #VALUE! | #VALUE! | #VALUE! | #VALUE! | -1.5641 | #VALUE! | #VALUE! | #VALUE! | #VALUE! | #VALUE! | #VALUE! | -4.2617e-06 | #VALUE! | #VALUE! | #VALUE! | #VALUE! | #VALUE! | #VALUE! | -1.5515e-06 | #VALUE! | #VALUE! | #VALUE! | #VALUE! | #VALUE! | #VALUE! | 0.00050962 | #VALUE! | #VALUE! | #VALUE! | #VALUE! | #VALUE! | #VALUE! | 5.4742e-05 | #VALUE! | #VALUE! | #VALUE! | #VALUE! | #VALUE! | #VALUE! | 2.9855e-06 | #VALUE! | #VALUE! | #VALUE! | #VALUE! | #VALUE! | #VALUE! | 0.041544 | #VALUE! | #VALUE! | #VALUE! | #VALUE! | #VALUE! | #VALUE! | -9.9064e-07 | #VALUE! | #VALUE! | #VALUE! | #VALUE! | #VALUE! | #VALUE! | -0.014398 | #VALUE! | #VALUE! | #VALUE! | #VALUE! | #VALUE! | #VALUE! | -12.773 | #VALUE! | #VALUE! | #VALUE! | #VALUE! | #VALUE! | #VALUE! | 0.00047928 | #VALUE! | #VALUE! | #VALUE! | #VALUE! | #VALUE! | #VALUE! | -2.933e-05 | #VALUE! | #VALUE! | #VALUE! | #VALUE! | #VALUE! | #VALUE! | -1.4103 | #VALUE! | #VALUE! | #VALUE! | #VALUE! | #VALUE! | #VALUE! | -1.7343e-05 | #VALUE! | #VALUE! | #VALUE! | #VALUE! | #VALUE! | #VALUE! | -2.2553e-06 | #VALUE! | #VALUE! | #VALUE! | #VALUE! | #VALUE! | #VALUE! | 7.0001e-07 | #VALUE! | #VALUE! | #VALUE! | #VALUE! | #VALUE! | #VALUE! | -8.5748e-06 | #VALUE! | #VALUE! | #VALUE! | #VALUE! | #VALUE! | #VALUE! | 2.2101e-06 | #VALUE! | #VALUE! | #VALUE! | #VALUE! | #VALUE! | #VALUE! | -5.2061e-06 | #VALUE! | #VALUE! | #VALUE! | #VALUE! | #VALUE! | #VALUE! | 1.2943 | #VALUE! | #VALUE! | #VALUE! | #VALUE! | #VALUE! | #VALUE! | -8.8821e-06 | #VALUE! | #VALUE! | #VALUE! | #VALUE! | #VALUE! | #VALUE! | -0.19218 | #VALUE! | #VALUE! | #VALUE! | #VALUE! | #VALUE! | #VALUE! | 5.579e-07 | #VALUE! | #VALUE! | #VALUE! | #VALUE! | #VALUE! | #VALUE! | 4.1948e-06 | #VALUE! | #VALUE! | #VALUE! | #VALUE! | #VALUE! | #VALUE! | -2.8654e-05 | #VALUE! | #VALUE! | #VALUE! | #VALUE! | #VALUE! | #VALUE! | 9.0216e-05 | #VALUE! | #VALUE! | #VALUE! | #VALUE! | #VALUE! | #VALUE! | 0.42962 | #VALUE! | #VALUE! | #VALUE! | #VALUE! | #VALUE! | #VALUE! | -1.3817e-06 | #VALUE! | #VALUE! | #VALUE! | #VALUE! | #VALUE! | #VALUE! | 5.8098e-07 | #VALUE! | #VALUE! | #VALUE! | #VALUE! | #VALUE! | #VALUE! | -5.2236e-06 | #VALUE! | #VALUE! | #VALUE! | #VALUE! | #VALUE! | #VALUE! | -0.00010446 | #VALUE! | #VALUE! | #VALUE! | #VALUE! | #VALUE! | #VALUE! | -1.2761e-05 | #VALUE! | #VALUE! | #VALUE! | #VALUE! | #VALUE! | #VALUE! | 6.138e-05 | #VALUE! | #VALUE! | #VALUE! | #VALUE! | #VALUE! | #VALUE! | -6.2919e-06 | #VALUE! | #VALUE! | #VALUE! | #VALUE! | #VALUE! | #VALUE! | 1.4307 | #VALUE! | #VALUE! | #VALUE! | #VALUE! | #VALUE! | #VALUE! | -6.1002e-15 | #VALUE! | #VALUE! | #VALUE! | #VALUE! | #VALUE! | #VALUE! | 4.3782e-05 | #VALUE! | #VALUE! | #VALUE! | #VALUE! | #VALUE! | #VALUE! | -1.0413 | #VALUE! | #VALUE! | #VALUE! | #VALUE! | #VALUE! | #VALUE! | -3.3943e-09 | #VALUE! | #VALUE! | #VALUE! | #VALUE! | #VALUE! | #VALUE! | -1.1828 | #VALUE! | #VALUE! | #VALUE! | #VALUE! | #VALUE! | #VALUE! | -0.76532 | #VALUE! | #VALUE! | #VALUE! | #VALUE! | #VALUE! | #VALUE! | 2.5849e-11 | #VALUE! | #VALUE! | #VALUE! | #VALUE! | #VALUE! | #VALUE! | 1.3496e-05 | #VALUE! | #VALUE! | #VALUE! | #VALUE! | #VALUE! | #VALUE! | -0.00043707 | #VALUE! | #VALUE! | #VALUE! | #VALUE! | #VALUE! | #VALUE! | -5.5325e-10 | #VALUE! | #VALUE! | #VALUE! | #VALUE! | #VALUE! | #VALUE! | 2.4285e-05 | #VALUE! | #VALUE! | #VALUE! | #VALUE! | #VALUE! | #VALUE! | 0.00037318 | #VALUE! | #VALUE! | #VALUE! | #VALUE! | #VALUE! | #VALUE! | -4.4215e-15 | #VALUE! | #VALUE! | #VALUE! | #VALUE! | #VALUE! | #VALUE! | 2.8982e-06 | #VALUE! | #VALUE! | #VALUE! | #VALUE! | #VALUE! | #VALUE! | -1.2096 | #VALUE! | #VALUE! | #VALUE! | #VALUE! | #VALUE! | #VALUE! | -2.4162e-09 | #VALUE! | #VALUE! | #VALUE! | #VALUE! | #VALUE! | #VALUE! | -0.089405 | #VALUE! | #VALUE! | #VALUE! | #VALUE! | #VALUE! | #VALUE! | -4.954e-06 | #VALUE! | #VALUE! | #VALUE! | #VALUE! | #VALUE! | #VALUE! | 4.2541e-08 | #VALUE! | #VALUE! | #VALUE! | #VALUE! | #VALUE! | #VALUE! | -2.2918e-05 | #VALUE! | #VALUE! | #VALUE! | #VALUE! | #VALUE! | #VALUE! | -0.54806 | #VALUE! | #VALUE! | #VALUE! | #VALUE! | #VALUE! | #VALUE! | 3.3967e-05 | #VALUE! | #VALUE! | #VALUE! | #VALUE! | #VALUE! | #VALUE! | 0.0002508 | #VALUE! | #VALUE! | #VALUE! | #VALUE! | #VALUE! | #VALUE! | 8.1889e-05 | #VALUE! | #VALUE! | #VALUE! | #VALUE! | #VALUE! | #VALUE! | 9.7472e-12 | #VALUE! | #VALUE! | #VALUE! | #VALUE! | #VALUE! | #VALUE! | 2.3029e-07 | #VALUE! | #VALUE! | #VALUE! | #VALUE! | #VALUE! | #VALUE! | -0.00061482 | #VALUE! | #VALUE! | #VALUE! | #VALUE! | #VALUE! | #VALUE! | -4.8968e-10 | #VALUE! | #VALUE! | #VALUE! | #VALUE! | #VALUE! | #VALUE! | -0.0002147 | #VALUE! | #VALUE! | #VALUE! | #VALUE! | #VALUE! | #VALUE! | 4.5242e-05 | #VALUE! | #VALUE! | #VALUE! | #VALUE! | #VALUE! | #VALUE! | 2.5933e-11 | #VALUE! | #VALUE! | #VALUE! | #VALUE! | #VALUE! | #VALUE! | 5.7063e-07 | #VALUE! | #VALUE! | #VALUE! | #VALUE! | #VALUE! | #VALUE! | -4.4633e-05 | #VALUE! | #VALUE! | #VALUE! | #VALUE! | #VALUE! | #VALUE! | -5.1181e-09 | #VALUE! | #VALUE! | #VALUE! | #VALUE! | #VALUE! | #VALUE! | 1.977e-06 | #VALUE! | #VALUE! | #VALUE! | #VALUE! | #VALUE! | #VALUE! | -0.0041083 | #VALUE! | #VALUE! | #VALUE! | #VALUE! | #VALUE! | #VALUE! | -2.3539e-07 | #VALUE! | #VALUE! | #VALUE! | #VALUE! | #VALUE! | #VALUE! | -0.00021228 | #VALUE! | #VALUE! | #VALUE! | #VALUE! | #VALUE! | #VALUE! | 0.0001994 | #VALUE! | #VALUE! | #VALUE! | #VALUE! | #VALUE! | #VALUE! | -6.1873e-10 | #VALUE! | #VALUE! | #VALUE! | #VALUE! | #VALUE! | #VALUE! | -0.00033667 | #VALUE! | #VALUE! | #VALUE! | #VALUE! | #VALUE! | #VALUE! | 0.00017338 | #VALUE! | #VALUE! | #VALUE! | #VALUE! | #VALUE! | #VALUE! | 8.4794e-08 | #VALUE! | #VALUE! | #VALUE! | #VALUE! | #VALUE! | #VALUE! | 0.00020176 | #VALUE! | #VALUE! | #VALUE! | #VALUE! | #VALUE! | #VALUE! | 0.00023256 | #VALUE! | #VALUE! | #VALUE! | #VALUE! | #VALUE! | #VALUE! | -6.2971e-10 | #VALUE! | #VALUE! | #VALUE! | #VALUE! | #VALUE! | #VALUE! | 2.5389e-07 | #VALUE! | #VALUE! | #VALUE! | #VALUE! | #VALUE! | #VALUE! | 4.6975e-05 | #VALUE! | #VALUE! | #VALUE! | #VALUE! | #VALUE! | #VALUE! | -5.3827e-08 | #VALUE! | #VALUE! | #VALUE! | #VALUE! | #VALUE! | #VALUE! | -0.00010786 | #VALUE! | #VALUE! | #VALUE! | #VALUE! | #VALUE! | #VALUE! | 0.00029727 | #VALUE! | #VALUE! | #VALUE! | #VALUE! | #VALUE! | #VALUE! | -3.5202e-07 | #VALUE! | #VALUE! | #VALUE! | #VALUE! | #VALUE! | #VALUE! | -2.0672e-05 | #VALUE! | #VALUE! | #VALUE! | #VALUE! | #VALUE! | #VALUE! | 4.3557e-05 | #VALUE! | #VALUE! | #VALUE! | #VALUE! | #VALUE! | #VALUE! | -3.3498e-07 | #VALUE! | #VALUE! | #VALUE! | #VALUE! | #VALUE! | #VALUE! | 2.9448e-06 | #VALUE! | #VALUE! | #VALUE! | #VALUE! | #VALUE! | #VALUE! | 0.00027856 | #VALUE! | #VALUE! | #VALUE! | #VALUE! | #VALUE! | #VALUE! | -1.6392e-10 | #VALUE! | #VALUE! | #VALUE! | #VALUE! | #VALUE! | #VALUE! | 5.9684e-05 | #VALUE! | #VALUE! | #VALUE! | #VALUE! | #VALUE! | #VALUE! | 4.1115e-05 | #VALUE! | #VALUE! | #VALUE! | #VALUE! | #VALUE! | #VALUE! | 5.3504e-08 | #VALUE! | #VALUE! | #VALUE! | #VALUE! | #VALUE! | #VALUE! | 3315.2035 | #VALUE! | #VALUE! | #VALUE! | #VALUE! | #VALUE! | #VALUE! | 5.0313e-05 | #VALUE! | #VALUE! | #VALUE! | #VALUE! | #VALUE! | #VALUE! | -3.913e-09 | #VALUE! | #VALUE! | #VALUE! | #VALUE! | #VALUE! | #VALUE! | 3.336e-05 | #VALUE! | #VALUE! | #VALUE! | #VALUE! | #VALUE! | #VALUE! | 0.0028896 | #VALUE! | #VALUE! | #VALUE! | #VALUE! | #VALUE! | #VALUE! | 4.7223e-08 | #VALUE! | #VALUE! | #VALUE! | #VALUE! | #VALUE! | #VALUE! | -0.0005674 | #VALUE! | #VALUE! | #VALUE! | #VALUE! | #VALUE! | #VALUE! | -0.00025354 | #VALUE! | #VALUE! | #VALUE! | #VALUE! | #VALUE! | #VALUE! | -1.5493e-10 | #VALUE! | #VALUE! | #VALUE! | #VALUE! | #VALUE! | #VALUE!
|  |  | 0 | 0 | 0 | -1.2196e-05 | #VALUE! | #VALUE! | #VALUE! | #VALUE! | #VALUE! | #VALUE! | 5.5065e-05 | #VALUE! | #VALUE! | #VALUE! | #VALUE! | #VALUE! | #VALUE! | -5.2862e-08 | #VALUE! | #VALUE! | #VALUE! | #VALUE! | #VALUE! | #VALUE! | -5.906e-06 | #VALUE! | #VALUE! | #VALUE! | #VALUE! | #VALUE! | #VALUE! | -1.5128e-05 | #VALUE! | #VALUE! | #VALUE! | #VALUE! | #VALUE! | #VALUE! | 0.06605 | #VALUE! | #VALUE! | #VALUE! | #VALUE! | #VALUE! | #VALUE! | 1.1385e-06 | #VALUE! | #VALUE! | #VALUE! | #VALUE! | #VALUE! | #VALUE! | 0.46145 | #VALUE! | #VALUE! | #VALUE! | #VALUE! | #VALUE! | #VALUE! | -1.0917e-05 | #VALUE! | #VALUE! | #VALUE! | #VALUE! | #VALUE! | #VALUE! | -2.8334e-05 | #VALUE! | #VALUE! | #VALUE! | #VALUE! | #VALUE! | #VALUE! | 0.0001051 | #VALUE! | #VALUE! | #VALUE! | #VALUE! | #VALUE! | #VALUE! | -5.4204e-05 | #VALUE! | #VALUE! | #VALUE! | #VALUE! | #VALUE! | #VALUE! | 1.251e-06 | #VALUE! | #VALUE! | #VALUE! | #VALUE! | #VALUE! | #VALUE! | 3.2899e-05 | #VALUE! | #VALUE! | #VALUE! | #VALUE! | #VALUE! | #VALUE! | 3.2702e-07 | #VALUE! | #VALUE! | #VALUE! | #VALUE! | #VALUE! | #VALUE! | 0.00019372 | #VALUE! | #VALUE! | #VALUE! | #VALUE! | #VALUE! | #VALUE! | 7.2902e-06 | #VALUE! | #VALUE! | #VALUE! | #VALUE! | #VALUE! | #VALUE! | -9.064e-08 | #VALUE! | #VALUE! | #VALUE! | #VALUE! | #VALUE! | #VALUE! | 1.1036e-06 | #VALUE! | #VALUE! | #VALUE! | #VALUE! | #VALUE! | #VALUE! | -0.30285 | #VALUE! | #VALUE! | #VALUE! | #VALUE! | #VALUE! | #VALUE! | -6.9766e-06 | #VALUE! | #VALUE! | #VALUE! | #VALUE! | #VALUE! | #VALUE! | 0.00028583 | #VALUE! | #VALUE! | #VALUE! | #VALUE! | #VALUE! | #VALUE! | 5.4879e-06 | #VALUE! | #VALUE! | #VALUE! | #VALUE! | #VALUE! | #VALUE! | 8.4689e-06 | #VALUE! | #VALUE! | #VALUE! | #VALUE! | #VALUE! | #VALUE! | -5.1725e-07 | #VALUE! | #VALUE! | #VALUE! | #VALUE! | #VALUE! | #VALUE! | 2.3505e-05 | #VALUE! | #VALUE! | #VALUE! | #VALUE! | #VALUE! | #VALUE! | -4.736e-06 | #VALUE! | #VALUE! | #VALUE! | #VALUE! | #VALUE! | #VALUE! | 7.87e-05 | #VALUE! | #VALUE! | #VALUE! | #VALUE! | #VALUE! | #VALUE! | 8.945e-06 | #VALUE! | #VALUE! | #VALUE! | #VALUE! | #VALUE! | #VALUE! | 7.3855e-08 | #VALUE! | #VALUE! | #VALUE! | #VALUE! | #VALUE! | #VALUE! | 5.4403e-06 | #VALUE! | #VALUE! | #VALUE! | #VALUE! | #VALUE! | #VALUE! | 2.2306e-05 | #VALUE! | #VALUE! | #VALUE! | #VALUE! | #VALUE! | #VALUE! | -2.9183e-06 | #VALUE! | #VALUE! | #VALUE! | #VALUE! | #VALUE! | #VALUE! | -0.0014246 | #VALUE! | #VALUE! | #VALUE! | #VALUE! | #VALUE! | #VALUE! | 8.6613e-06 | #VALUE! | #VALUE! | #VALUE! | #VALUE! | #VALUE! | #VALUE! | -0.011321 | #VALUE! | #VALUE! | #VALUE! | #VALUE! | #VALUE! | #VALUE! | -0.54406 | #VALUE! | #VALUE! | #VALUE! | #VALUE! | #VALUE! | #VALUE! | -0.79225 | #VALUE! | #VALUE! | #VALUE! | #VALUE! | #VALUE! | #VALUE! | 2.2939e-06 | #VALUE! | #VALUE! | #VALUE! | #VALUE! | #VALUE! | #VALUE! | -0.0029517 | #VALUE! | #VALUE! | #VALUE! | #VALUE! | #VALUE! | #VALUE! | 6.2437e-05 | #VALUE! | #VALUE! | #VALUE! | #VALUE! | #VALUE! | #VALUE! | 0.0078726 | #VALUE! | #VALUE! | #VALUE! | #VALUE! | #VALUE! | #VALUE! | 0.018759 | #VALUE! | #VALUE! | #VALUE! | #VALUE! | #VALUE! | #VALUE! | -0.69558 | #VALUE! | #VALUE! | #VALUE! | #VALUE! | #VALUE! | #VALUE! | 1.2366e-06 | #VALUE! | #VALUE! | #VALUE! | #VALUE! | #VALUE! | #VALUE! | -1.7067e-05 | #VALUE! | #VALUE! | #VALUE! | #VALUE! | #VALUE! | #VALUE! | 0.30081 | #VALUE! | #VALUE! | #VALUE! | #VALUE! | #VALUE! | #VALUE! | 2.252e-06 | #VALUE! | #VALUE! | #VALUE! | #VALUE! | #VALUE! | #VALUE! | 4.744 | #VALUE! | #VALUE! | #VALUE! | #VALUE! | #VALUE! | #VALUE! | -0.69036 | #VALUE! | #VALUE! | #VALUE! | #VALUE! | #VALUE! | #VALUE! | 2.2961e-06 | #VALUE! | #VALUE! | #VALUE! | #VALUE! | #VALUE! | #VALUE! | 2.0079e-05 | #VALUE! | #VALUE! | #VALUE! | #VALUE! | #VALUE! | #VALUE! | 0.35496 | #VALUE! | #VALUE! | #VALUE! | #VALUE! | #VALUE! | #VALUE! | -1.0724e-05 | #VALUE! | #VALUE! | #VALUE! | #VALUE! | #VALUE! | #VALUE! | 7.8096e-07 | #VALUE! | #VALUE! | #VALUE! | #VALUE! | #VALUE! | #VALUE! | 6.9853e-06 | #VALUE! | #VALUE! | #VALUE! | #VALUE! | #VALUE! | #VALUE! | 0.048222 | #VALUE! | #VALUE! | #VALUE! | #VALUE! | #VALUE! | #VALUE! | -2.817e-06 | #VALUE! | #VALUE! | #VALUE! | #VALUE! | #VALUE! | #VALUE! | 6.1323e-06 | #VALUE! | #VALUE! | #VALUE! | #VALUE! | #VALUE! | #VALUE! | 8.4096e-06 | #VALUE! | #VALUE! | #VALUE! | #VALUE! | #VALUE! | #VALUE! | -6.6748e-07 | #VALUE! | #VALUE! | #VALUE! | #VALUE! | #VALUE! | #VALUE! | 2.488e-05 | #VALUE! | #VALUE! | #VALUE! | #VALUE! | #VALUE! | #VALUE! | -1.8989e-06 | #VALUE! | #VALUE! | #VALUE! | #VALUE! | #VALUE! | #VALUE! | 0.00026264 | #VALUE! | #VALUE! | #VALUE! | #VALUE! | #VALUE! | #VALUE! | -1.7166e-05 | #VALUE! | #VALUE! | #VALUE! | #VALUE! | #VALUE! | #VALUE! | 0.07449 | #VALUE! | #VALUE! | #VALUE! | #VALUE! | #VALUE! | #VALUE! | -0.039199 | #VALUE! | #VALUE! | #VALUE! | #VALUE! | #VALUE! | #VALUE! | -7.0666e-05 | #VALUE! | #VALUE! | #VALUE! | #VALUE! | #VALUE! | #VALUE! | -0.10463 | #VALUE! | #VALUE! | #VALUE! | #VALUE! | #VALUE! | #VALUE! | -0.39353 | #VALUE! | #VALUE! | #VALUE! | #VALUE! | #VALUE! | #VALUE! | -1.6949e-05 | #VALUE! | #VALUE! | #VALUE! | #VALUE! | #VALUE! | #VALUE! | 0.24638 | #VALUE! | #VALUE! | #VALUE! | #VALUE! | #VALUE! | #VALUE! | -1.1099 | #VALUE! | #VALUE! | #VALUE! | #VALUE! | #VALUE! | #VALUE! | -0.45187 | #VALUE! | #VALUE! | #VALUE! | #VALUE! | #VALUE! | #VALUE! | 2.8158e-11 | #VALUE! | #VALUE! | #VALUE! | #VALUE! | #VALUE! | #VALUE! | -0.00022183 | #VALUE! | #VALUE! | #VALUE! | #VALUE! | #VALUE! | #VALUE! | -1.5957 | #VALUE! | #VALUE! | #VALUE! | #VALUE! | #VALUE! | #VALUE! | -1.6694e-10 | #VALUE! | #VALUE! | #VALUE! | #VALUE! | #VALUE! | #VALUE! | -0.31139 | #VALUE! | #VALUE! | #VALUE! | #VALUE! | #VALUE! | #VALUE! | -1.3833 | #VALUE! | #VALUE! | #VALUE! | #VALUE! | #VALUE! | #VALUE! | -1.1379e-08 | #VALUE! | #VALUE! | #VALUE! | #VALUE! | #VALUE! | #VALUE! | -0.11157 | #VALUE! | #VALUE! | #VALUE! | #VALUE! | #VALUE! | #VALUE! | -1.3086 | #VALUE! | #VALUE! | #VALUE! | #VALUE! | #VALUE! | #VALUE! | 0.00021448 | #VALUE! | #VALUE! | #VALUE! | #VALUE! | #VALUE! | #VALUE! | -1.1745 | #VALUE! | #VALUE! | #VALUE! | #VALUE! | #VALUE! | #VALUE! | -2.1996 | #VALUE! | #VALUE! | #VALUE! | #VALUE! | #VALUE! | #VALUE! | -6.5765e-09 | #VALUE! | #VALUE! | #VALUE! | #VALUE! | #VALUE! | #VALUE! | 0.05804 | #VALUE! | #VALUE! | #VALUE! | #VALUE! | #VALUE! | #VALUE! | -1.4825 | #VALUE! | #VALUE! | #VALUE! | #VALUE! | #VALUE! | #VALUE! | -3.1595e-10 | #VALUE! | #VALUE! | #VALUE! | #VALUE! | #VALUE! | #VALUE! | -1.2047 | #VALUE! | #VALUE! | #VALUE! | #VALUE! | #VALUE! | #VALUE! | 3.6353e-05 | #VALUE! | #VALUE! | #VALUE! | #VALUE! | #VALUE! | #VALUE! | -1.1778e-08 | #VALUE! | #VALUE! | #VALUE! | #VALUE! | #VALUE! | #VALUE! | -0.24089 | #VALUE! | #VALUE! | #VALUE! | #VALUE! | #VALUE! | #VALUE! | 0.17764 | #VALUE! | #VALUE! | #VALUE! | #VALUE! | #VALUE! | #VALUE! | 1.2328e-09 | #VALUE! | #VALUE! | #VALUE! | #VALUE! | #VALUE! | #VALUE! | -8.7212e-06 | #VALUE! | #VALUE! | #VALUE! | #VALUE! | #VALUE! | #VALUE! | 3.1981e-05 | #VALUE! | #VALUE! | #VALUE! | #VALUE! | #VALUE! | #VALUE! | 6.1562e-09 | #VALUE! | #VALUE! | #VALUE! | #VALUE! | #VALUE! | #VALUE! | 0.017262 | #VALUE! | #VALUE! | #VALUE! | #VALUE! | #VALUE! | #VALUE! | -1.3181 | #VALUE! | #VALUE! | #VALUE! | #VALUE! | #VALUE! | #VALUE! | 0.0003003 | #VALUE! | #VALUE! | #VALUE! | #VALUE! | #VALUE! | #VALUE! | -7.1831e-06 | #VALUE! | #VALUE! | #VALUE! | #VALUE! | #VALUE! | #VALUE! | 7.1738e-05 | #VALUE! | #VALUE! | #VALUE! | #VALUE! | #VALUE! | #VALUE! | 1.8412e-09 | #VALUE! | #VALUE! | #VALUE! | #VALUE! | #VALUE! | #VALUE! | -1.0289e-06 | #VALUE! | #VALUE! | #VALUE! | #VALUE! | #VALUE! | #VALUE! | -0.0008661 | #VALUE! | #VALUE! | #VALUE! | #VALUE! | #VALUE! | #VALUE! | -3.9159e-10 | #VALUE! | #VALUE! | #VALUE! | #VALUE! | #VALUE! | #VALUE! | 6.3287e-05 | #VALUE! | #VALUE! | #VALUE! | #VALUE! | #VALUE! | #VALUE! | 2.7068e-05 | #VALUE! | #VALUE! | #VALUE! | #VALUE! | #VALUE! | #VALUE! | -3.9195e-10 | #VALUE! | #VALUE! | #VALUE! | #VALUE! | #VALUE! | #VALUE! | 1.815e-05 | #VALUE! | #VALUE! | #VALUE! | #VALUE! | #VALUE! | #VALUE! | 7.5467e-05 | #VALUE! | #VALUE! | #VALUE! | #VALUE! | #VALUE! | #VALUE! | -1.052e-08 | #VALUE! | #VALUE! | #VALUE! | #VALUE! | #VALUE! | #VALUE! | 5.0493e-05 | #VALUE! | #VALUE! | #VALUE! | #VALUE! | #VALUE! | #VALUE! | 0.0013686 | #VALUE! | #VALUE! | #VALUE! | #VALUE! | #VALUE! | #VALUE! | -4.2448e-10 | #VALUE! | #VALUE! | #VALUE! | #VALUE! | #VALUE! | #VALUE! | 1.7645e-05 | #VALUE! | #VALUE! | #VALUE! | #VALUE! | #VALUE! | #VALUE! | 1.665e-05 | #VALUE! | #VALUE! | #VALUE! | #VALUE! | #VALUE! | #VALUE! | -1.3998e-10 | #VALUE! | #VALUE! | #VALUE! | #VALUE! | #VALUE! | #VALUE! | 2.1649e-05 | #VALUE! | #VALUE! | #VALUE! | #VALUE! | #VALUE! | #VALUE! | 0.00046865 | #VALUE! | #VALUE! | #VALUE! | #VALUE! | #VALUE! | #VALUE! | -1.5443e-07 | #VALUE! | #VALUE! | #VALUE! | #VALUE! | #VALUE! | #VALUE! | -1.3907e-06 | #VALUE! | #VALUE! | #VALUE! | #VALUE! | #VALUE! | #VALUE! | -0.00074228 | #VALUE! | #VALUE! | #VALUE! | #VALUE! | #VALUE! | #VALUE! | 4.4371e-08 | #VALUE! | #VALUE! | #VALUE! | #VALUE! | #VALUE! | #VALUE! | 2.7568e-05 | #VALUE! | #VALUE! | #VALUE! | #VALUE! | #VALUE! | #VALUE! | 0.0012107 | #VALUE! | #VALUE! | #VALUE! | #VALUE! | #VALUE! | #VALUE! | -2.657e-09 | #VALUE! | #VALUE! | #VALUE! | #VALUE! | #VALUE! | #VALUE! | 1.3419e-05 | #VALUE! | #VALUE! | #VALUE! | #VALUE! | #VALUE! | #VALUE! | -2.4527e-05 | #VALUE! | #VALUE! | #VALUE! | #VALUE! | #VALUE! | #VALUE! | -1.6472e-09 | #VALUE! | #VALUE! | #VALUE! | #VALUE! | #VALUE! | #VALUE! | 1.2502e-05 | #VALUE! | #VALUE! | #VALUE! | #VALUE! | #VALUE! | #VALUE! | -0.0021525 | #VALUE! | #VALUE! | #VALUE! | #VALUE! | #VALUE! | #VALUE! | 4.8683e-08 | #VALUE! | #VALUE! | #VALUE! | #VALUE! | #VALUE! | #VALUE! | 9.7181e-06 | #VALUE! | #VALUE! | #VALUE! | #VALUE! | #VALUE! | #VALUE! | -0.00010129 | #VALUE! | #VALUE! | #VALUE! | #VALUE! | #VALUE! | #VALUE! | -1.2394e-09 | #VALUE! | #VALUE! | #VALUE! | #VALUE! | #VALUE! | #VALUE! | -1.1455e-05 | #VALUE! | #VALUE! | #VALUE! | #VALUE! | #VALUE! | #VALUE! | -0.0022776 | #VALUE! | #VALUE! | #VALUE! | #VALUE! | #VALUE! | #VALUE! | -2.9103e-11 | #VALUE! | #VALUE! | #VALUE! | #VALUE! | #VALUE! | #VALUE! | 3.6607e-08 | #VALUE! | #VALUE! | #VALUE! | #VALUE! | #VALUE! | #VALUE! | -0.0047705 | #VALUE! | #VALUE! | #VALUE! | #VALUE! | #VALUE! | #VALUE! | 3.1455e-10 | #VALUE! | #VALUE! | #VALUE! | #VALUE! | #VALUE! | #VALUE! | -8.3793e-07 | #VALUE! | #VALUE! | #VALUE! | #VALUE! | #VALUE! | #VALUE! | -4.0992e-05 | #VALUE! | #VALUE! | #VALUE! | #VALUE! | #VALUE! | #VALUE! | 6.9085e-06 | #VALUE! | #VALUE! | #VALUE! | #VALUE! | #VALUE! | #VALUE! | 0.00010407 | #VALUE! | #VALUE! | #VALUE! | #VALUE! | #VALUE! | #VALUE! | 0.24131 | #VALUE! | #VALUE! | #VALUE! | #VALUE! | #VALUE! | #VALUE! | 1.0256e-05 | #VALUE! | #VALUE! | #VALUE! | #VALUE! | #VALUE! | #VALUE! | -8.6099e-06 | #VALUE! | #VALUE! | #VALUE! | #VALUE! | #VALUE! | #VALUE! | 6.1166e-05 | #VALUE! | #VALUE! | #VALUE! | #VALUE! | #VALUE! | #VALUE! | 2.7083e-06 | #VALUE! | #VALUE! | #VALUE! | #VALUE! | #VALUE! | #VALUE! | -0.46784 | #VALUE! | #VALUE! | #VALUE! | #VALUE! | #VALUE! | #VALUE! | -0.00058728 | #VALUE! | #VALUE! | #VALUE! | #VALUE! | #VALUE! | #VALUE! | -1.5186e-07 | #VALUE! | #VALUE! | #VALUE! | #VALUE! | #VALUE! | #VALUE! | 0.00090041 | #VALUE! | #VALUE! | #VALUE! | #VALUE! | #VALUE! | #VALUE! | 8.2406e-05 | #VALUE! | #VALUE! | #VALUE! | #VALUE! | #VALUE! | #VALUE! | 7.716e-06 | #VALUE! | #VALUE! | #VALUE! | #VALUE! | #VALUE! | #VALUE! | -0.47654 | #VALUE! | #VALUE! | #VALUE! | #VALUE! | #VALUE! | #VALUE! | 0.18973 | #VALUE! | #VALUE! | #VALUE! | #VALUE! | #VALUE! | #VALUE! | 1.6626e-06 | #VALUE! | #VALUE! | #VALUE! | #VALUE! | #VALUE! | #VALUE! | -1.4147e-09 | #VALUE! | #VALUE! | #VALUE! | #VALUE! | #VALUE! | #VALUE! | -1.7591e-05 | #VALUE! | #VALUE! | #VALUE! | #VALUE! | #VALUE! | #VALUE! | -5.2432e-06 | #VALUE! | #VALUE! | #VALUE! | #VALUE! | #VALUE! | #VALUE! | -8.9231e-05 | #VALUE! | #VALUE! | #VALUE! | #VALUE! | #VALUE! | #VALUE! | 0.18341 | #VALUE! | #VALUE! | #VALUE! | #VALUE! | #VALUE! | #VALUE! | -1.6169e-07 | #VALUE! | #VALUE! | #VALUE! | #VALUE! | #VALUE! | #VALUE! | -1.1533e-05 | #VALUE! | #VALUE! | #VALUE! | #VALUE! | #VALUE! | #VALUE! | 4.6612e-05 | #VALUE! | #VALUE! | #VALUE! | #VALUE! | #VALUE! | #VALUE! | -2.9944e-05 | #VALUE! | #VALUE! | #VALUE! | #VALUE! | #VALUE! | #VALUE! | -1.0993e-05 | #VALUE! | #VALUE! | #VALUE! | #VALUE! | #VALUE! | #VALUE! | -0.00054152 | #VALUE! | #VALUE! | #VALUE! | #VALUE! | #VALUE! | #VALUE! | 0.0015081 | #VALUE! | #VALUE! | #VALUE! | #VALUE! | #VALUE! | #VALUE! | -2.9303e-07 | #VALUE! | #VALUE! | #VALUE! | #VALUE! | #VALUE! | #VALUE! | -2.0771e-05 | #VALUE! | #VALUE! | #VALUE! | #VALUE! | #VALUE! | #VALUE! | -1.8786e-06 | #VALUE! | #VALUE! | #VALUE! | #VALUE! | #VALUE! | #VALUE! | 0.00053219 | #VALUE! | #VALUE! | #VALUE! | #VALUE! | #VALUE! | #VALUE! | -0.00052135 | #VALUE! | #VALUE! | #VALUE! | #VALUE! | #VALUE! | #VALUE! | 0.0032187 | #VALUE! | #VALUE! | #VALUE! | #VALUE! | #VALUE! | #VALUE! | -0.00011619 | #VALUE! | #VALUE! | #VALUE! | #VALUE! | #VALUE! | #VALUE! | 7.3238e-05 | #VALUE! | #VALUE! | #VALUE! | #VALUE! | #VALUE! | #VALUE! | -2.8787e-06 | #VALUE! | #VALUE! | #VALUE! | #VALUE! | #VALUE! | #VALUE! | 4.0546 | #VALUE! | #VALUE! | #VALUE! | #VALUE! | #VALUE! | #VALUE! | -1.6152e-05 | #VALUE! | #VALUE! | #VALUE! | #VALUE! | #VALUE! | #VALUE! | 8.1122e-06 | #VALUE! | #VALUE! | #VALUE! | #VALUE! | #VALUE! | #VALUE! | 0.0003917 | #VALUE! | #VALUE! | #VALUE! | #VALUE! | #VALUE! | #VALUE! | 5.8266e-07 | #VALUE! | #VALUE! | #VALUE! | #VALUE! | #VALUE! | #VALUE! | -4.4166e-06 | #VALUE! | #VALUE! | #VALUE! | #VALUE! | #VALUE! | #VALUE! | -0.45282 | #VALUE! | #VALUE! | #VALUE! | #VALUE! | #VALUE! | #VALUE! | -2.2227e-05 | #VALUE! | #VALUE! | #VALUE! | #VALUE! | #VALUE! | #VALUE! | -8.5295e-08 | #VALUE! | #VALUE! | #VALUE! | #VALUE! | #VALUE! | #VALUE! | 13.8667 | #VALUE! | #VALUE! | #VALUE! | #VALUE! | #VALUE! | #VALUE! | 0.0011054 | #VALUE! | #VALUE! | #VALUE! | #VALUE! | #VALUE! | #VALUE! | -1.3423e-05 | #VALUE! | #VALUE! | #VALUE! | #VALUE! | #VALUE! | #VALUE! | 14.7816 | #VALUE! | #VALUE! | #VALUE! | #VALUE! | #VALUE! | #VALUE! | -6.0943e-05 | #VALUE! | #VALUE! | #VALUE! | #VALUE! | #VALUE! | #VALUE! | -1.8874e-06 | #VALUE! | #VALUE! | #VALUE! | #VALUE! | #VALUE! | #VALUE! | -1.3435e-09 | #VALUE! | #VALUE! | #VALUE! | #VALUE! | #VALUE! | #VALUE! | 9.4376e-06 | #VALUE! | #VALUE! | #VALUE! | #VALUE! | #VALUE! | #VALUE! | -5.563e-06 | #VALUE! | #VALUE! | #VALUE! | #VALUE! | #VALUE! | #VALUE! | 0.035066 | #VALUE! | #VALUE! | #VALUE! | #VALUE! | #VALUE! | #VALUE! | -1.3558e-05 | #VALUE! | #VALUE! | #VALUE! | #VALUE! | #VALUE! | #VALUE! | 0.083444 | #VALUE! | #VALUE! | #VALUE! | #VALUE! | #VALUE! | #VALUE! | 0.1139 | #VALUE! | #VALUE! | #VALUE! | #VALUE! | #VALUE! | #VALUE! | -9.2914e-05 | #VALUE! | #VALUE! | #VALUE! | #VALUE! | #VALUE! | #VALUE! | 2.5184e-05 | #VALUE! | #VALUE! | #VALUE! | #VALUE! | #VALUE! | #VALUE! | 0.0002385 | #VALUE! | #VALUE! | #VALUE! | #VALUE! | #VALUE! | #VALUE! | 6.8893e-05 | #VALUE! | #VALUE! | #VALUE! | #VALUE! | #VALUE! | #VALUE! | -1.2952e-06 | #VALUE! | #VALUE! | #VALUE! | #VALUE! | #VALUE! | #VALUE! | 2.3277e-06 | #VALUE! | #VALUE! | #VALUE! | #VALUE! | #VALUE! | #VALUE! | -0.0019047 | #VALUE! | #VALUE! | #VALUE! | #VALUE! | #VALUE! | #VALUE! | 1.5865e-06 | #VALUE! | #VALUE! | #VALUE! | #VALUE! | #VALUE! | #VALUE! | 1.8323e-05 | #VALUE! | #VALUE! | #VALUE! | #VALUE! | #VALUE! | #VALUE! | -2.1595e-06 | #VALUE! | #VALUE! | #VALUE! | #VALUE! | #VALUE! | #VALUE! | -2.8865e-05 | #VALUE! | #VALUE! | #VALUE! | #VALUE! | #VALUE! | #VALUE! | 1.1685e-07 | #VALUE! | #VALUE! | #VALUE! | #VALUE! | #VALUE! | #VALUE! | -0.77044 | #VALUE! | #VALUE! | #VALUE! | #VALUE! | #VALUE! | #VALUE! | 2.2651e-09 | #VALUE! | #VALUE! | #VALUE! | #VALUE! | #VALUE! | #VALUE! | -4.9242e-06 | #VALUE! | #VALUE! | #VALUE! | #VALUE! | #VALUE! | #VALUE! | 0.13967 | #VALUE! | #VALUE! | #VALUE! | #VALUE! | #VALUE! | #VALUE! | -8.3795e-09 | #VALUE! | #VALUE! | #VALUE! | #VALUE! | #VALUE! | #VALUE! | -1.2147e-05 | #VALUE! | #VALUE! | #VALUE! | #VALUE! | #VALUE! | #VALUE! | 2.5796e-05 | #VALUE! | #VALUE! | #VALUE! | #VALUE! | #VALUE! | #VALUE! | 3.6837e-08 | #VALUE! | #VALUE! | #VALUE! | #VALUE! | #VALUE! | #VALUE! | 4.1599e-05 | #VALUE! | #VALUE! | #VALUE! | #VALUE! | #VALUE! | #VALUE! | -2.3675e-05 | #VALUE! | #VALUE! | #VALUE! | #VALUE! | #VALUE! | #VALUE! | -4.0548e-09 | #VALUE! | #VALUE! | #VALUE! | #VALUE! | #VALUE! | #VALUE! | 8.3083e-05 | #VALUE! | #VALUE! | #VALUE! | #VALUE! | #VALUE! | #VALUE! | -5.2269e-06 | #VALUE! | #VALUE! | #VALUE! | #VALUE! | #VALUE! | #VALUE! | -3.2401e-10 | #VALUE! | #VALUE! | #VALUE! | #VALUE! | #VALUE! | #VALUE! | -2.843e-05 | #VALUE! | #VALUE! | #VALUE! | #VALUE! | #VALUE! | #VALUE! | 0.19097 | #VALUE! | #VALUE! | #VALUE! | #VALUE! | #VALUE! | #VALUE! | -9.363e-09 | #VALUE! | #VALUE! | #VALUE! | #VALUE! | #VALUE! | #VALUE! | 1.3269e-05 | #VALUE! | #VALUE! | #VALUE! | #VALUE! | #VALUE! | #VALUE! | -9.9613e-06 | #VALUE! | #VALUE! | #VALUE! | #VALUE! | #VALUE! | #VALUE! | 4.4861e-08 | #VALUE! | #VALUE! | #VALUE! | #VALUE! | #VALUE! | #VALUE! | -2.4283e-06 | #VALUE! | #VALUE! | #VALUE! | #VALUE! | #VALUE! | #VALUE! | 0.093703 | #VALUE! | #VALUE! | #VALUE! | #VALUE! | #VALUE! | #VALUE! | 8.2826e-06 | #VALUE! | #VALUE! | #VALUE! | #VALUE! | #VALUE! | #VALUE! | 1.7194e-05 | #VALUE! | #VALUE! | #VALUE! | #VALUE! | #VALUE! | #VALUE! | 0.00047214 | #VALUE! | #VALUE! | #VALUE! | #VALUE! | #VALUE! | #VALUE! | 2.6233e-08 | #VALUE! | #VALUE! | #VALUE! | #VALUE! | #VALUE! | #VALUE! | 1.3633e-06 | #VALUE! | #VALUE! | #VALUE! | #VALUE! | #VALUE! | #VALUE! | -3.43e-05 | #VALUE! | #VALUE! | #VALUE! | #VALUE! | #VALUE! | #VALUE! | -8.7891e-10 | #VALUE! | #VALUE! | #VALUE! | #VALUE! | #VALUE! | #VALUE! | 0.00071015 | #VALUE! | #VALUE! | #VALUE! | #VALUE! | #VALUE! | #VALUE! | 0.00010794 | #VALUE! | #VALUE! | #VALUE! | #VALUE! | #VALUE! | #VALUE! | 4.9726e-08 | #VALUE! | #VALUE! | #VALUE! | #VALUE! | #VALUE! | #VALUE! | 2.4967e-06 | #VALUE! | #VALUE! | #VALUE! | #VALUE! | #VALUE! | #VALUE! | -1.0181 | #VALUE! | #VALUE! | #VALUE! | #VALUE! | #VALUE! | #VALUE! | -1.8404e-08 | #VALUE! | #VALUE! | #VALUE! | #VALUE! | #VALUE! | #VALUE! | 6.3406e-06 | #VALUE! | #VALUE! | #VALUE! | #VALUE! | #VALUE! | #VALUE! | 0.00011485 | #VALUE! | #VALUE! | #VALUE! | #VALUE! | #VALUE! | #VALUE! | 1.7006 | #VALUE! | #VALUE! | #VALUE! | #VALUE! | #VALUE! | #VALUE! | -0.00069525 | #VALUE! | #VALUE! | #VALUE! | #VALUE! | #VALUE! | #VALUE! | 1.3151e-07 | #VALUE! | #VALUE! | #VALUE! | #VALUE! | #VALUE! | #VALUE! | 5.7566e-12 | #VALUE! | #VALUE! | #VALUE! | #VALUE! | #VALUE! | #VALUE! | -0.00049494 | #VALUE! | #VALUE! | #VALUE! | #VALUE! | #VALUE! | #VALUE! | -1.2523e-10 | #VALUE! | #VALUE! | #VALUE! | #VALUE! | #VALUE! | #VALUE! | -7.7993e-08 | #VALUE! | #VALUE! | #VALUE! | #VALUE! | #VALUE! | #VALUE! |  |  |  |  | 0 | 0 | 0 | 1.3681e-07 | #VALUE! | #VALUE! | #VALUE! | #VALUE! | #VALUE! | #VALUE! | -2.9501e-09 | #VALUE! | #VALUE! | #VALUE! | #VALUE! | #VALUE! | #VALUE! | 7672.1155 | #VALUE! | #VALUE! | #VALUE! | #VALUE! | #VALUE! | #VALUE! | -5.1838e-06 | #VALUE! | #VALUE! | #VALUE! | #VALUE! | #VALUE! | #VALUE! | -9.7915e-15 | #VALUE! | #VALUE! | #VALUE! | #VALUE! | #VALUE! | #VALUE! | -0.00061971 | #VALUE! | #VALUE! | #VALUE! | #VALUE! | #VALUE! | #VALUE! | 0.0023252 | #VALUE! | #VALUE! | #VALUE! | #VALUE! | #VALUE! | #VALUE! | -4.5781e-16 | #VALUE! | #VALUE! | #VALUE! | #VALUE! | #VALUE! | #VALUE! | -0.00028405 | #VALUE! | #VALUE! | #VALUE! | #VALUE! | #VALUE! | #VALUE! | -4.6509e-06 | #VALUE! | #VALUE! | #VALUE! | #VALUE! | #VALUE! | #VALUE! | 4.0192e-08 | #VALUE! | #VALUE! | #VALUE! | #VALUE! | #VALUE! | #VALUE! | 0.00012057 | #VALUE! | #VALUE! | #VALUE! | #VALUE! | #VALUE! | #VALUE! | 0.0020666 | #VALUE! | #VALUE! | #VALUE! | #VALUE! | #VALUE! | #VALUE! | -2.3207e-08 | #VALUE! | #VALUE! | #VALUE! | #VALUE! | #VALUE! | #VALUE! | 2.0986e-07 | #VALUE! | #VALUE! | #VALUE! | #VALUE! | #VALUE! | #VALUE! | -0.00017172 | #VALUE! | #VALUE! | #VALUE! | #VALUE! | #VALUE! | #VALUE! | 1.268e-07 | #VALUE! | #VALUE! | #VALUE! | #VALUE! | #VALUE! | #VALUE! | -8.0789e-06 | #VALUE! | #VALUE! | #VALUE! | #VALUE! | #VALUE! | #VALUE! | 0.00027645 | #VALUE! | #VALUE! | #VALUE! | #VALUE! | #VALUE! | #VALUE! | -2.0352e-08 | #VALUE! | #VALUE! | #VALUE! | #VALUE! | #VALUE! | #VALUE! | -2.4375e-05 | #VALUE! | #VALUE! | #VALUE! | #VALUE! | #VALUE! | #VALUE! | -0.0067184 | #VALUE! | #VALUE! | #VALUE! | #VALUE! | #VALUE! | #VALUE! | 8.88e-08 | #VALUE! | #VALUE! | #VALUE! | #VALUE! | #VALUE! | #VALUE! | -4.5784e-12 | #VALUE! | #VALUE! | #VALUE! | #VALUE! | #VALUE! | #VALUE! | 6.2239e-05 | #VALUE! | #VALUE! | #VALUE! | #VALUE! | #VALUE! | #VALUE! | -1.8811e-08 | #VALUE! | #VALUE! | #VALUE! | #VALUE! | #VALUE! | #VALUE!
|  |  | 0 | 0 | 0 | -0.00014047 | #VALUE! | #VALUE! | #VALUE! | #VALUE! | #VALUE! | #VALUE! | 0.00020107 | #VALUE! | #VALUE! | #VALUE! | #VALUE! | #VALUE! | #VALUE! | -1.5411e-06 | #VALUE! | #VALUE! | #VALUE! | #VALUE! | #VALUE! | #VALUE! | 8.3062e-05 | #VALUE! | #VALUE! | #VALUE! | #VALUE! | #VALUE! | #VALUE! | 8.6881e-05 | #VALUE! | #VALUE! | #VALUE! | #VALUE! | #VALUE! | #VALUE! | 0.1977 | #VALUE! | #VALUE! | #VALUE! | #VALUE! | #VALUE! | #VALUE! | -5.6495e-07 | #VALUE! | #VALUE! | #VALUE! | #VALUE! | #VALUE! | #VALUE! | -0.43836 | #VALUE! | #VALUE! | #VALUE! | #VALUE! | #VALUE! | #VALUE! | -0.022121 | #VALUE! | #VALUE! | #VALUE! | #VALUE! | #VALUE! | #VALUE! | 0.00025434 | #VALUE! | #VALUE! | #VALUE! | #VALUE! | #VALUE! | #VALUE! | -0.00064857 | #VALUE! | #VALUE! | #VALUE! | #VALUE! | #VALUE! | #VALUE! | -5.1575e-06 | #VALUE! | #VALUE! | #VALUE! | #VALUE! | #VALUE! | #VALUE! | 0.015706 | #VALUE! | #VALUE! | #VALUE! | #VALUE! | #VALUE! | #VALUE! | 3.6091e-05 | #VALUE! | #VALUE! | #VALUE! | #VALUE! | #VALUE! | #VALUE! | -1.084e-06 | #VALUE! | #VALUE! | #VALUE! | #VALUE! | #VALUE! | #VALUE! | 4.4471e-05 | #VALUE! | #VALUE! | #VALUE! | #VALUE! | #VALUE! | #VALUE! | 1.3355e-05 | #VALUE! | #VALUE! | #VALUE! | #VALUE! | #VALUE! | #VALUE! | 1.4509e-06 | #VALUE! | #VALUE! | #VALUE! | #VALUE! | #VALUE! | #VALUE! | -3.6877e-06 | #VALUE! | #VALUE! | #VALUE! | #VALUE! | #VALUE! | #VALUE! | 2.3656e-05 | #VALUE! | #VALUE! | #VALUE! | #VALUE! | #VALUE! | #VALUE! | 3.1725e-06 | #VALUE! | #VALUE! | #VALUE! | #VALUE! | #VALUE! | #VALUE! | 7.7389e-05 | #VALUE! | #VALUE! | #VALUE! | #VALUE! | #VALUE! | #VALUE! | 7.1529e-05 | #VALUE! | #VALUE! | #VALUE! | #VALUE! | #VALUE! | #VALUE! | -5.7359e-05 | #VALUE! | #VALUE! | #VALUE! | #VALUE! | #VALUE! | #VALUE! | 1.421e-06 | #VALUE! | #VALUE! | #VALUE! | #VALUE! | #VALUE! | #VALUE! | 4.8245e-05 | #VALUE! | #VALUE! | #VALUE! | #VALUE! | #VALUE! | #VALUE! | 2.5428e-07 | #VALUE! | #VALUE! | #VALUE! | #VALUE! | #VALUE! | #VALUE! | 0.043228 | #VALUE! | #VALUE! | #VALUE! | #VALUE! | #VALUE! | #VALUE! | 9.1952e-06 | #VALUE! | #VALUE! | #VALUE! | #VALUE! | #VALUE! | #VALUE! | -0.0076739 | #VALUE! | #VALUE! | #VALUE! | #VALUE! | #VALUE! | #VALUE! | -2.8451e-06 | #VALUE! | #VALUE! | #VALUE! | #VALUE! | #VALUE! | #VALUE! | 5.4483e-05 | #VALUE! | #VALUE! | #VALUE! | #VALUE! | #VALUE! | #VALUE! | 3.9767e-06 | #VALUE! | #VALUE! | #VALUE! | #VALUE! | #VALUE! | #VALUE! | -0.00041108 | #VALUE! | #VALUE! | #VALUE! | #VALUE! | #VALUE! | #VALUE! | 7.9035e-06 | #VALUE! | #VALUE! | #VALUE! | #VALUE! | #VALUE! | #VALUE! | -0.020001 | #VALUE! | #VALUE! | #VALUE! | #VALUE! | #VALUE! | #VALUE! | -2.4473 | #VALUE! | #VALUE! | #VALUE! | #VALUE! | #VALUE! | #VALUE! | 2.098e-05 | #VALUE! | #VALUE! | #VALUE! | #VALUE! | #VALUE! | #VALUE! | 1.0177e-05 | #VALUE! | #VALUE! | #VALUE! | #VALUE! | #VALUE! | #VALUE! | -0.00096792 | #VALUE! | #VALUE! | #VALUE! | #VALUE! | #VALUE! | #VALUE! | -1.4093e-05 | #VALUE! | #VALUE! | #VALUE! | #VALUE! | #VALUE! | #VALUE! | 9.8888e-07 | #VALUE! | #VALUE! | #VALUE! | #VALUE! | #VALUE! | #VALUE! | 0.059423 | #VALUE! | #VALUE! | #VALUE! | #VALUE! | #VALUE! | #VALUE! | 5.3378e-05 | #VALUE! | #VALUE! | #VALUE! | #VALUE! | #VALUE! | #VALUE! | -2.9677e-06 | #VALUE! | #VALUE! | #VALUE! | #VALUE! | #VALUE! | #VALUE! | 0.0001729 | #VALUE! | #VALUE! | #VALUE! | #VALUE! | #VALUE! | #VALUE! | -1.2995 | #VALUE! | #VALUE! | #VALUE! | #VALUE! | #VALUE! | #VALUE! | -0.015769 | #VALUE! | #VALUE! | #VALUE! | #VALUE! | #VALUE! | #VALUE! | -0.98373 | #VALUE! | #VALUE! | #VALUE! | #VALUE! | #VALUE! | #VALUE! | 9.5284e-06 | #VALUE! | #VALUE! | #VALUE! | #VALUE! | #VALUE! | #VALUE! | -3.0294e-06 | #VALUE! | #VALUE! | #VALUE! | #VALUE! | #VALUE! | #VALUE! | 0.040353 | #VALUE! | #VALUE! | #VALUE! | #VALUE! | #VALUE! | #VALUE! | 1.0474 | #VALUE! | #VALUE! | #VALUE! | #VALUE! | #VALUE! | #VALUE! | -0.01213 | #VALUE! | #VALUE! | #VALUE! | #VALUE! | #VALUE! | #VALUE! | -2.934e-06 | #VALUE! | #VALUE! | #VALUE! | #VALUE! | #VALUE! | #VALUE! | 2.0571e-05 | #VALUE! | #VALUE! | #VALUE! | #VALUE! | #VALUE! | #VALUE! | 0.24209 | #VALUE! | #VALUE! | #VALUE! | #VALUE! | #VALUE! | #VALUE! | -2.3531e-05 | #VALUE! | #VALUE! | #VALUE! | #VALUE! | #VALUE! | #VALUE! | -8.072e-06 | #VALUE! | #VALUE! | #VALUE! | #VALUE! | #VALUE! | #VALUE! | -5.8775e-05 | #VALUE! | #VALUE! | #VALUE! | #VALUE! | #VALUE! | #VALUE! | 1.177e-06 | #VALUE! | #VALUE! | #VALUE! | #VALUE! | #VALUE! | #VALUE! | -3.5628e-06 | #VALUE! | #VALUE! | #VALUE! | #VALUE! | #VALUE! | #VALUE! | 2.6623e-05 | #VALUE! | #VALUE! | #VALUE! | #VALUE! | #VALUE! | #VALUE! | 6.4221e-05 | #VALUE! | #VALUE! | #VALUE! | #VALUE! | #VALUE! | #VALUE! | -4.0938e-05 | #VALUE! | #VALUE! | #VALUE! | #VALUE! | #VALUE! | #VALUE! | 0.45855 | #VALUE! | #VALUE! | #VALUE! | #VALUE! | #VALUE! | #VALUE! | -0.14679 | #VALUE! | #VALUE! | #VALUE! | #VALUE! | #VALUE! | #VALUE! | 4.4003e-05 | #VALUE! | #VALUE! | #VALUE! | #VALUE! | #VALUE! | #VALUE! | -4.1399e-06 | #VALUE! | #VALUE! | #VALUE! | #VALUE! | #VALUE! | #VALUE! | -2.7057e-05 | #VALUE! | #VALUE! | #VALUE! | #VALUE! | #VALUE! | #VALUE! | -3.9429e-05 | #VALUE! | #VALUE! | #VALUE! | #VALUE! | #VALUE! | #VALUE! | -0.17443 | #VALUE! | #VALUE! | #VALUE! | #VALUE! | #VALUE! | #VALUE! | 1.4572e-05 | #VALUE! | #VALUE! | #VALUE! | #VALUE! | #VALUE! | #VALUE! | 3.9617e-05 | #VALUE! | #VALUE! | #VALUE! | #VALUE! | #VALUE! | #VALUE! | 3.3421e-08 | #VALUE! | #VALUE! | #VALUE! | #VALUE! | #VALUE! | #VALUE! | -0.29213 | #VALUE! | #VALUE! | #VALUE! | #VALUE! | #VALUE! | #VALUE! | 0.67516 | #VALUE! | #VALUE! | #VALUE! | #VALUE! | #VALUE! | #VALUE! | -2.8776e-10 | #VALUE! | #VALUE! | #VALUE! | #VALUE! | #VALUE! | #VALUE! | -0.79483 | #VALUE! | #VALUE! | #VALUE! | #VALUE! | #VALUE! | #VALUE! | 0.22918 | #VALUE! | #VALUE! | #VALUE! | #VALUE! | #VALUE! | #VALUE! | 1.8769e-09 | #VALUE! | #VALUE! | #VALUE! | #VALUE! | #VALUE! | #VALUE! | -0.45667 | #VALUE! | #VALUE! | #VALUE! | #VALUE! | #VALUE! | #VALUE! | 0.56034 | #VALUE! | #VALUE! | #VALUE! | #VALUE! | #VALUE! | #VALUE! | 1.0885e-09 | #VALUE! | #VALUE! | #VALUE! | #VALUE! | #VALUE! | #VALUE! | 1.9415e-05 | #VALUE! | #VALUE! | #VALUE! | #VALUE! | #VALUE! | #VALUE! | -0.44234 | #VALUE! | #VALUE! | #VALUE! | #VALUE! | #VALUE! | #VALUE! | 2.5773e-08 | #VALUE! | #VALUE! | #VALUE! | #VALUE! | #VALUE! | #VALUE! | -0.069384 | #VALUE! | #VALUE! | #VALUE! | #VALUE! | #VALUE! | #VALUE! | 0.31589 | #VALUE! | #VALUE! | #VALUE! | #VALUE! | #VALUE! | #VALUE! | -1.4412e-09 | #VALUE! | #VALUE! | #VALUE! | #VALUE! | #VALUE! | #VALUE! | -0.07278 | #VALUE! | #VALUE! | #VALUE! | #VALUE! | #VALUE! | #VALUE! | 4.0744e-05 | #VALUE! | #VALUE! | #VALUE! | #VALUE! | #VALUE! | #VALUE! | 2.3023e-09 | #VALUE! | #VALUE! | #VALUE! | #VALUE! | #VALUE! | #VALUE! | 0.045126 | #VALUE! | #VALUE! | #VALUE! | #VALUE! | #VALUE! | #VALUE! | 0.36251 | #VALUE! | #VALUE! | #VALUE! | #VALUE! | #VALUE! | #VALUE! | 1.3317e-10 | #VALUE! | #VALUE! | #VALUE! | #VALUE! | #VALUE! | #VALUE! | 6.4573e-07 | #VALUE! | #VALUE! | #VALUE! | #VALUE! | #VALUE! | #VALUE! | 5.4778e-05 | #VALUE! | #VALUE! | #VALUE! | #VALUE! | #VALUE! | #VALUE! | -9.8988e-09 | #VALUE! | #VALUE! | #VALUE! | #VALUE! | #VALUE! | #VALUE! | -0.0026676 | #VALUE! | #VALUE! | #VALUE! | #VALUE! | #VALUE! | #VALUE! | 0.17337 | #VALUE! | #VALUE! | #VALUE! | #VALUE! | #VALUE! | #VALUE! | 1.2741e-09 | #VALUE! | #VALUE! | #VALUE! | #VALUE! | #VALUE! | #VALUE! | -0.00012481 | #VALUE! | #VALUE! | #VALUE! | #VALUE! | #VALUE! | #VALUE! | 0.00012099 | #VALUE! | #VALUE! | #VALUE! | #VALUE! | #VALUE! | #VALUE! | 6.7475e-09 | #VALUE! | #VALUE! | #VALUE! | #VALUE! | #VALUE! | #VALUE! | 4.6466e-07 | #VALUE! | #VALUE! | #VALUE! | #VALUE! | #VALUE! | #VALUE! | -1.7664 | #VALUE! | #VALUE! | #VALUE! | #VALUE! | #VALUE! | #VALUE! | -2.2527e-10 | #VALUE! | #VALUE! | #VALUE! | #VALUE! | #VALUE! | #VALUE! | 1.4042e-05 | #VALUE! | #VALUE! | #VALUE! | #VALUE! | #VALUE! | #VALUE! | 0.0012123 | #VALUE! | #VALUE! | #VALUE! | #VALUE! | #VALUE! | #VALUE! | -1.0017e-09 | #VALUE! | #VALUE! | #VALUE! | #VALUE! | #VALUE! | #VALUE! | 7.5931e-06 | #VALUE! | #VALUE! | #VALUE! | #VALUE! | #VALUE! | #VALUE! | 4.6868e-05 | #VALUE! | #VALUE! | #VALUE! | #VALUE! | #VALUE! | #VALUE! | 4.4235e-12 | #VALUE! | #VALUE! | #VALUE! | #VALUE! | #VALUE! | #VALUE! | 1.4467e-05 | #VALUE! | #VALUE! | #VALUE! | #VALUE! | #VALUE! | #VALUE! | -0.001715 | #VALUE! | #VALUE! | #VALUE! | #VALUE! | #VALUE! | #VALUE! | 2.975e-11 | #VALUE! | #VALUE! | #VALUE! | #VALUE! | #VALUE! | #VALUE! | 4.2637e-08 | #VALUE! | #VALUE! | #VALUE! | #VALUE! | #VALUE! | #VALUE! | 5.8767e-05 | #VALUE! | #VALUE! | #VALUE! | #VALUE! | #VALUE! | #VALUE! | 4.6294e-12 | #VALUE! | #VALUE! | #VALUE! | #VALUE! | #VALUE! | #VALUE! | -4.4402e-06 | #VALUE! | #VALUE! | #VALUE! | #VALUE! | #VALUE! | #VALUE! | 4.0274e-05 | #VALUE! | #VALUE! | #VALUE! | #VALUE! | #VALUE! | #VALUE! | 2.2066e-08 | #VALUE! | #VALUE! | #VALUE! | #VALUE! | #VALUE! | #VALUE! | 3.5432e-08 | #VALUE! | #VALUE! | #VALUE! | #VALUE! | #VALUE! | #VALUE! | 19049.4292 | #VALUE! | #VALUE! | #VALUE! | #VALUE! | #VALUE! | #VALUE! | 6.2061e-08 | #VALUE! | #VALUE! | #VALUE! | #VALUE! | #VALUE! | #VALUE! | -4.8487e-06 | #VALUE! | #VALUE! | #VALUE! | #VALUE! | #VALUE! | #VALUE! | 0.0010038 | #VALUE! | #VALUE! | #VALUE! | #VALUE! | #VALUE! | #VALUE! | 2.9905e-11 | #VALUE! | #VALUE! | #VALUE! | #VALUE! | #VALUE! | #VALUE! | -6.756e-06 | #VALUE! | #VALUE! | #VALUE! | #VALUE! | #VALUE! | #VALUE! | 1.7655e-05 | #VALUE! | #VALUE! | #VALUE! | #VALUE! | #VALUE! | #VALUE! | 4.7868e-12 | #VALUE! | #VALUE! | #VALUE! | #VALUE! | #VALUE! | #VALUE! | 2.3779e-05 | #VALUE! | #VALUE! | #VALUE! | #VALUE! | #VALUE! | #VALUE! | 38725.0603 | #VALUE! | #VALUE! | #VALUE! | #VALUE! | #VALUE! | #VALUE! | -4.545e-09 | #VALUE! | #VALUE! | #VALUE! | #VALUE! | #VALUE! | #VALUE! | -1.7196e-05 | #VALUE! | #VALUE! | #VALUE! | #VALUE! | #VALUE! | #VALUE! | 6.8525e-05 | #VALUE! | #VALUE! | #VALUE! | #VALUE! | #VALUE! | #VALUE! | -5.1599e-09 | #VALUE! | #VALUE! | #VALUE! | #VALUE! | #VALUE! | #VALUE! | -1.4288e-05 | #VALUE! | #VALUE! | #VALUE! | #VALUE! | #VALUE! | #VALUE! | 45011.7682 | #VALUE! | #VALUE! | #VALUE! | #VALUE! | #VALUE! | #VALUE! | 3.5158e-11 | #VALUE! | #VALUE! | #VALUE! | #VALUE! | #VALUE! | #VALUE! | 2910.5191 | #VALUE! | #VALUE! | #VALUE! | #VALUE! | #VALUE! | #VALUE! | 0.0015019 | #VALUE! | #VALUE! | #VALUE! | #VALUE! | #VALUE! | #VALUE! | -2.114e-08 | #VALUE! | #VALUE! | #VALUE! | #VALUE! | #VALUE! | #VALUE! | 6.2962e-08 | #VALUE! | #VALUE! | #VALUE! | #VALUE! | #VALUE! | #VALUE! | 2.9413e-05 | #VALUE! | #VALUE! | #VALUE! | #VALUE! | #VALUE! | #VALUE! | 1.7449e-09 | #VALUE! | #VALUE! | #VALUE! | #VALUE! | #VALUE! | #VALUE! | -0.0021886 | #VALUE! | #VALUE! | #VALUE! | #VALUE! | #VALUE! | #VALUE! | 0.17406 | #VALUE! | #VALUE! | #VALUE! | #VALUE! | #VALUE! | #VALUE! | -1.7476e-06 | #VALUE! | #VALUE! | #VALUE! | #VALUE! | #VALUE! | #VALUE! | -6.1156e-06 | #VALUE! | #VALUE! | #VALUE! | #VALUE! | #VALUE! | #VALUE! | 0.00025856 | #VALUE! | #VALUE! | #VALUE! | #VALUE! | #VALUE! | #VALUE! | -4.3511e-06 | #VALUE! | #VALUE! | #VALUE! | #VALUE! | #VALUE! | #VALUE! | 4.2739e-06 | #VALUE! | #VALUE! | #VALUE! | #VALUE! | #VALUE! | #VALUE! | -1.3773 | #VALUE! | #VALUE! | #VALUE! | #VALUE! | #VALUE! | #VALUE! | 9.6634e-07 | #VALUE! | #VALUE! | #VALUE! | #VALUE! | #VALUE! | #VALUE! | -5.7457e-05 | #VALUE! | #VALUE! | #VALUE! | #VALUE! | #VALUE! | #VALUE! | 0.00016499 | #VALUE! | #VALUE! | #VALUE! | #VALUE! | #VALUE! | #VALUE! | 1.708e-08 | #VALUE! | #VALUE! | #VALUE! | #VALUE! | #VALUE! | #VALUE! | 0.030947 | #VALUE! | #VALUE! | #VALUE! | #VALUE! | #VALUE! | #VALUE! | 0.16178 | #VALUE! | #VALUE! | #VALUE! | #VALUE! | #VALUE! | #VALUE! | -1.9333e-07 | #VALUE! | #VALUE! | #VALUE! | #VALUE! | #VALUE! | #VALUE! | -0.00012604 | #VALUE! | #VALUE! | #VALUE! | #VALUE! | #VALUE! | #VALUE! | 1.3489e-05 | #VALUE! | #VALUE! | #VALUE! | #VALUE! | #VALUE! | #VALUE! | 5.6617e-07 | #VALUE! | #VALUE! | #VALUE! | #VALUE! | #VALUE! | #VALUE! | 1.5928e-05 | #VALUE! | #VALUE! | #VALUE! | #VALUE! | #VALUE! | #VALUE! | 0.29014 | #VALUE! | #VALUE! | #VALUE! | #VALUE! | #VALUE! | #VALUE! | 1.4063e-06 | #VALUE! | #VALUE! | #VALUE! | #VALUE! | #VALUE! | #VALUE! | -2.7617e-09 | #VALUE! | #VALUE! | #VALUE! | #VALUE! | #VALUE! | #VALUE! | 0.0002112 | #VALUE! | #VALUE! | #VALUE! | #VALUE! | #VALUE! | #VALUE! | -1.8744e-06 | #VALUE! | #VALUE! | #VALUE! | #VALUE! | #VALUE! | #VALUE! | -5.2419e-05 | #VALUE! | #VALUE! | #VALUE! | #VALUE! | #VALUE! | #VALUE! | -0.98458 | #VALUE! | #VALUE! | #VALUE! | #VALUE! | #VALUE! | #VALUE! | -0.0032585 | #VALUE! | #VALUE! | #VALUE! | #VALUE! | #VALUE! | #VALUE! | -1.5223e-07 | #VALUE! | #VALUE! | #VALUE! | #VALUE! | #VALUE! | #VALUE! | -7.8537e-06 | #VALUE! | #VALUE! | #VALUE! | #VALUE! | #VALUE! | #VALUE! | -9.9791e-06 | #VALUE! | #VALUE! | #VALUE! | #VALUE! | #VALUE! | #VALUE! | -0.00010808 | #VALUE! | #VALUE! | #VALUE! | #VALUE! | #VALUE! | #VALUE! | -0.85523 | #VALUE! | #VALUE! | #VALUE! | #VALUE! | #VALUE! | #VALUE! | 0.0017623 | #VALUE! | #VALUE! | #VALUE! | #VALUE! | #VALUE! | #VALUE! | -7.2392e-05 | #VALUE! | #VALUE! | #VALUE! | #VALUE! | #VALUE! | #VALUE! | 5.7017e-07 | #VALUE! | #VALUE! | #VALUE! | #VALUE! | #VALUE! | #VALUE! | -1.3804e-05 | #VALUE! | #VALUE! | #VALUE! | #VALUE! | #VALUE! | #VALUE! | 4.3108 | #VALUE! | #VALUE! | #VALUE! | #VALUE! | #VALUE! | #VALUE! | -6.7086e-05 | #VALUE! | #VALUE! | #VALUE! | #VALUE! | #VALUE! | #VALUE! | -1.3861e-06 | #VALUE! | #VALUE! | #VALUE! | #VALUE! | #VALUE! | #VALUE! | 0.001726 | #VALUE! | #VALUE! | #VALUE! | #VALUE! | #VALUE! | #VALUE! | -0.0020449 | #VALUE! | #VALUE! | #VALUE! | #VALUE! | #VALUE! | #VALUE! | -2.1895e-05 | #VALUE! | #VALUE! | #VALUE! | #VALUE! | #VALUE! | #VALUE! | -0.11649 | #VALUE! | #VALUE! | #VALUE! | #VALUE! | #VALUE! | #VALUE! | -7.2196e-05 | #VALUE! | #VALUE! | #VALUE! | #VALUE! | #VALUE! | #VALUE! | -1.7809e-07 | #VALUE! | #VALUE! | #VALUE! | #VALUE! | #VALUE! | #VALUE! | 0.00014295 | #VALUE! | #VALUE! | #VALUE! | #VALUE! | #VALUE! | #VALUE! | -0.0044412 | #VALUE! | #VALUE! | #VALUE! | #VALUE! | #VALUE! | #VALUE! | -5.3275e-06 | #VALUE! | #VALUE! | #VALUE! | #VALUE! | #VALUE! | #VALUE! | 13.8605 | #VALUE! | #VALUE! | #VALUE! | #VALUE! | #VALUE! | #VALUE! | 6.8228e-05 | #VALUE! | #VALUE! | #VALUE! | #VALUE! | #VALUE! | #VALUE! | -1.876e-06 | #VALUE! | #VALUE! | #VALUE! | #VALUE! | #VALUE! | #VALUE! | -1.3357e-06 | #VALUE! | #VALUE! | #VALUE! | #VALUE! | #VALUE! | #VALUE! | 1.6489e-05 | #VALUE! | #VALUE! | #VALUE! | #VALUE! | #VALUE! | #VALUE! | -2.6245e-05 | #VALUE! | #VALUE! | #VALUE! | #VALUE! | #VALUE! | #VALUE! | -0.24008 | #VALUE! | #VALUE! | #VALUE! | #VALUE! | #VALUE! | #VALUE! | 1.5986e-07 | #VALUE! | #VALUE! | #VALUE! | #VALUE! | #VALUE! | #VALUE! | 0.35903 | #VALUE! | #VALUE! | #VALUE! | #VALUE! | #VALUE! | #VALUE! | -2.2919e-06 | #VALUE! | #VALUE! | #VALUE! | #VALUE! | #VALUE! | #VALUE! | 0.00045602 | #VALUE! | #VALUE! | #VALUE! | #VALUE! | #VALUE! | #VALUE! | -3.1988e-05 | #VALUE! | #VALUE! | #VALUE! | #VALUE! | #VALUE! | #VALUE! | 4.8635e-05 | #VALUE! | #VALUE! | #VALUE! | #VALUE! | #VALUE! | #VALUE! | 1.3647e-07 | #VALUE! | #VALUE! | #VALUE! | #VALUE! | #VALUE! | #VALUE! | 5.8596e-06 | #VALUE! | #VALUE! | #VALUE! | #VALUE! | #VALUE! | #VALUE! | 1.8746e-06 | #VALUE! | #VALUE! | #VALUE! | #VALUE! | #VALUE! | #VALUE! | -0.00016775 | #VALUE! | #VALUE! | #VALUE! | #VALUE! | #VALUE! | #VALUE! | 5.4598e-06 | #VALUE! | #VALUE! | #VALUE! | #VALUE! | #VALUE! | #VALUE! | 1.3433 | #VALUE! | #VALUE! | #VALUE! | #VALUE! | #VALUE! | #VALUE! | -2.0354e-05 | #VALUE! | #VALUE! | #VALUE! | #VALUE! | #VALUE! | #VALUE! | -4.8699e-06 | #VALUE! | #VALUE! | #VALUE! | #VALUE! | #VALUE! | #VALUE! | 1.4761e-05 | #VALUE! | #VALUE! | #VALUE! | #VALUE! | #VALUE! | #VALUE! | 5.9141e-05 | #VALUE! | #VALUE! | #VALUE! | #VALUE! | #VALUE! | #VALUE! | -4.727e-10 | #VALUE! | #VALUE! | #VALUE! | #VALUE! | #VALUE! | #VALUE! | -1.2693e-05 | #VALUE! | #VALUE! | #VALUE! | #VALUE! | #VALUE! | #VALUE! | 0.11795 | #VALUE! | #VALUE! | #VALUE! | #VALUE! | #VALUE! | #VALUE! | -5.6216e-10 | #VALUE! | #VALUE! | #VALUE! | #VALUE! | #VALUE! | #VALUE! | 1.0291e-05 | #VALUE! | #VALUE! | #VALUE! | #VALUE! | #VALUE! | #VALUE! | 7.294e-05 | #VALUE! | #VALUE! | #VALUE! | #VALUE! | #VALUE! | #VALUE! | 1.5283e-08 | #VALUE! | #VALUE! | #VALUE! | #VALUE! | #VALUE! | #VALUE! | -9.5325e-07 | #VALUE! | #VALUE! | #VALUE! | #VALUE! | #VALUE! | #VALUE! | -0.91849 | #VALUE! | #VALUE! | #VALUE! | #VALUE! | #VALUE! | #VALUE! | -2.0535e-08 | #VALUE! | #VALUE! | #VALUE! | #VALUE! | #VALUE! | #VALUE! | -1.0709e-05 | #VALUE! | #VALUE! | #VALUE! | #VALUE! | #VALUE! | #VALUE! | -9.2426e-06 | #VALUE! | #VALUE! | #VALUE! | #VALUE! | #VALUE! | #VALUE! |  |  |  |  | 0 | 0 | 0 | 2.4791e-05 | #VALUE! | #VALUE! | #VALUE! | #VALUE! | #VALUE! | #VALUE! | 0.15893 | #VALUE! | #VALUE! | #VALUE! | #VALUE! | #VALUE! | #VALUE! | -2.9623e-10 | #VALUE! | #VALUE! | #VALUE! | #VALUE! | #VALUE! | #VALUE! | 0.00014131 | #VALUE! | #VALUE! | #VALUE! | #VALUE! | #VALUE! | #VALUE! | -3.1457e-05 | #VALUE! | #VALUE! | #VALUE! | #VALUE! | #VALUE! | #VALUE! | -4.667e-07 | #VALUE! | #VALUE! | #VALUE! | #VALUE! | #VALUE! | #VALUE! | 3.8731e-08 | #VALUE! | #VALUE! | #VALUE! | #VALUE! | #VALUE! | #VALUE! | 0.21471 | #VALUE! | #VALUE! | #VALUE! | #VALUE! | #VALUE! | #VALUE! | 3.396e-05 | #VALUE! | #VALUE! | #VALUE! | #VALUE! | #VALUE! | #VALUE! | 7.0043e-05 | #VALUE! | #VALUE! | #VALUE! | #VALUE! | #VALUE! | #VALUE! | -6.7623e-06 | #VALUE! | #VALUE! | #VALUE! | #VALUE! | #VALUE! | #VALUE! | 5.6053e-08 | #VALUE! | #VALUE! | #VALUE! | #VALUE! | #VALUE! | #VALUE! | -9.3435e-10 | #VALUE! | #VALUE! | #VALUE! | #VALUE! | #VALUE! | #VALUE! | -0.77477 | #VALUE! | #VALUE! | #VALUE! | #VALUE! | #VALUE! | #VALUE! | -4.7893e-09 | #VALUE! | #VALUE! | #VALUE! | #VALUE! | #VALUE! | #VALUE! | 0.0010322 | #VALUE! | #VALUE! | #VALUE! | #VALUE! | #VALUE! | #VALUE! | 0.00065321 | #VALUE! | #VALUE! | #VALUE! | #VALUE! | #VALUE! | #VALUE! | 1.2956e-08 | #VALUE! | #VALUE! | #VALUE! | #VALUE! | #VALUE! | #VALUE! | 3.2345e-06 | #VALUE! | #VALUE! | #VALUE! | #VALUE! | #VALUE! | #VALUE! | 0.46955 | #VALUE! | #VALUE! | #VALUE! | #VALUE! | #VALUE! | #VALUE! | 4.2345e-12 | #VALUE! | #VALUE! | #VALUE! | #VALUE! | #VALUE! | #VALUE! | 4.7647e-08 | #VALUE! | #VALUE! | #VALUE! | #VALUE! | #VALUE! | #VALUE! | -1.4399e-10 | #VALUE! | #VALUE! | #VALUE! | #VALUE! | #VALUE! | #VALUE! | 3.789e-08 | #VALUE! | #VALUE! | #VALUE! | #VALUE! | #VALUE! | #VALUE! | -1.8544e-12 | #VALUE! | #VALUE! | #VALUE! | #VALUE! | #VALUE! | #VALUE! | 16160.1492 | #VALUE! | #VALUE! | #VALUE! | #VALUE! | #VALUE! | #VALUE! | -3.8256e-09 | #VALUE! | #VALUE! | #VALUE! | #VALUE! | #VALUE! | #VALUE! | 5.0485e-07 | #VALUE! | #VALUE! | #VALUE! | #VALUE! | #VALUE! | #VALUE! | -4.4343e-06 | #VALUE! | #VALUE! | #VALUE! | #VALUE! | #VALUE! | #VALUE! | -1.095e-14 | #VALUE! | #VALUE! | #VALUE! | #VALUE! | #VALUE! | #VALUE! |  |  |  |  | 0 | 0 | 0 | -0.002923 | #VALUE! | #VALUE! | #VALUE! | #VALUE! | #VALUE! | #VALUE! | -1.9369e-08 | #VALUE! | #VALUE! | #VALUE! | #VALUE! | #VALUE! | #VALUE! | -2.2078e-05 | #VALUE! | #VALUE! | #VALUE! | #VALUE! | #VALUE! | #VALUE! | -6.6597e-05 | #VALUE! | #VALUE! | #VALUE! | #VALUE! | #VALUE! | #VALUE! | -2.8845e-10 | #VALUE! | #VALUE! | #VALUE! | #VALUE! | #VALUE! | #VALUE! | -4.2763e-12 | #VALUE! | #VALUE! | #VALUE! | #VALUE! | #VALUE! | #VALUE! | -0.0023024 | #VALUE! | #VALUE! | #VALUE! | #VALUE! | #VALUE! | #VALUE! | -2.2099e-11 | #VALUE! | #VALUE! | #VALUE! | #VALUE! | #VALUE! | #VALUE! | -0.0008738 | #VALUE! | #VALUE! | #VALUE! | #VALUE! | #VALUE! | #VALUE! | -5.966e-05 | #VALUE! | #VALUE! | #VALUE! | #VALUE! | #VALUE! | #VALUE! | 9.8588e-08 | #VALUE! | #VALUE! | #VALUE! | #VALUE! | #VALUE! | #VALUE! |  |  |  |  | 0 | 0 | 0 | -0.0017591 | #VALUE! | #VALUE! | #VALUE! | #VALUE! | #VALUE! | #VALUE! | -1.4232e-09 | #VALUE! | #VALUE! | #VALUE! | #VALUE! | #VALUE! | #VALUE! | 5190.1378 | #VALUE! | #VALUE! | #VALUE! | #VALUE! | #VALUE! | #VALUE! | 0.00072601 | #VALUE! | #VALUE! | #VALUE! | #VALUE! | #VALUE! | #VALUE! | -1.1773e-14 | #VALUE! | #VALUE! | #VALUE! | #VALUE! | #VALUE! | #VALUE! | -1.3117e-05 | #VALUE! | #VALUE! | #VALUE! | #VALUE! | #VALUE! | #VALUE! | 1.3838e-07 | #VALUE! | #VALUE! | #VALUE! | #VALUE! | #VALUE! | #VALUE! | 6.6726e-12 | #VALUE! | #VALUE! | #VALUE! | #VALUE! | #VALUE! | #VALUE! | -0.00036021 | #VALUE! | #VALUE! | #VALUE! | #VALUE! | #VALUE! | #VALUE! | 0.00032208 | #VALUE! | #VALUE! | #VALUE! | #VALUE! | #VALUE! | #VALUE! | -1.122e-14 | #VALUE! | #VALUE! | #VALUE! | #VALUE! | #VALUE! | #VALUE! | -6.0294e-08 | #VALUE! | #VALUE! | #VALUE! | #VALUE! | #VALUE! | #VALUE! | 0.00034789 | #VALUE! | #VALUE! | #VALUE! | #VALUE! | #VALUE! | #VALUE! | -1.0267e-09 | #VALUE! | #VALUE! | #VALUE! | #VALUE! | #VALUE! | #VALUE!
|  |  | 0 | 0 | 0 | 1.5392e-05 | #VALUE! | #VALUE! | #VALUE! | #VALUE! | #VALUE! | #VALUE! | 5.0202e-06 | #VALUE! | #VALUE! | #VALUE! | #VALUE! | #VALUE! | #VALUE! | 6.1114e-10 | #VALUE! | #VALUE! | #VALUE! | #VALUE! | #VALUE! | #VALUE! | 1.9451e-05 | #VALUE! | #VALUE! | #VALUE! | #VALUE! | #VALUE! | #VALUE! | -0.00062176 | #VALUE! | #VALUE! | #VALUE! | #VALUE! | #VALUE! | #VALUE! | 9.9556e-07 | #VALUE! | #VALUE! | #VALUE! | #VALUE! | #VALUE! | #VALUE! | 3.4685e-06 | #VALUE! | #VALUE! | #VALUE! | #VALUE! | #VALUE! | #VALUE! | 1.8331e-05 | #VALUE! | #VALUE! | #VALUE! | #VALUE! | #VALUE! | #VALUE! | 0.045922 | #VALUE! | #VALUE! | #VALUE! | #VALUE! | #VALUE! | #VALUE! | 6.2617e-05 | #VALUE! | #VALUE! | #VALUE! | #VALUE! | #VALUE! | #VALUE! | -2.9395e-05 | #VALUE! | #VALUE! | #VALUE! | #VALUE! | #VALUE! | #VALUE! | 0.069728 | #VALUE! | #VALUE! | #VALUE! | #VALUE! | #VALUE! | #VALUE! | 0.017531 | #VALUE! | #VALUE! | #VALUE! | #VALUE! | #VALUE! | #VALUE! | 7.8925e-05 | #VALUE! | #VALUE! | #VALUE! | #VALUE! | #VALUE! | #VALUE! | -8.0153e-06 | #VALUE! | #VALUE! | #VALUE! | #VALUE! | #VALUE! | #VALUE! | 0.030297 | #VALUE! | #VALUE! | #VALUE! | #VALUE! | #VALUE! | #VALUE! | 8.6858e-05 | #VALUE! | #VALUE! | #VALUE! | #VALUE! | #VALUE! | #VALUE! | 5.952e-07 | #VALUE! | #VALUE! | #VALUE! | #VALUE! | #VALUE! | #VALUE! | 2.4739e-06 | #VALUE! | #VALUE! | #VALUE! | #VALUE! | #VALUE! | #VALUE! | 4.0371e-05 | #VALUE! | #VALUE! | #VALUE! | #VALUE! | #VALUE! | #VALUE! | -1.0078e-05 | #VALUE! | #VALUE! | #VALUE! | #VALUE! | #VALUE! | #VALUE! | 0.051326 | #VALUE! | #VALUE! | #VALUE! | #VALUE! | #VALUE! | #VALUE! | -0.00044478 | #VALUE! | #VALUE! | #VALUE! | #VALUE! | #VALUE! | #VALUE! | -1.7073e-05 | #VALUE! | #VALUE! | #VALUE! | #VALUE! | #VALUE! | #VALUE! | 3.7413e-06 | #VALUE! | #VALUE! | #VALUE! | #VALUE! | #VALUE! | #VALUE! | 0.00023127 | #VALUE! | #VALUE! | #VALUE! | #VALUE! | #VALUE! | #VALUE! | -1.9765e-06 | #VALUE! | #VALUE! | #VALUE! | #VALUE! | #VALUE! | #VALUE! | -0.036095 | #VALUE! | #VALUE! | #VALUE! | #VALUE! | #VALUE! | #VALUE! | 9.0723e-05 | #VALUE! | #VALUE! | #VALUE! | #VALUE! | #VALUE! | #VALUE! | 0.0040216 | #VALUE! | #VALUE! | #VALUE! | #VALUE! | #VALUE! | #VALUE! | 2.2777e-05 | #VALUE! | #VALUE! | #VALUE! | #VALUE! | #VALUE! | #VALUE! | 0.00023421 | #VALUE! | #VALUE! | #VALUE! | #VALUE! | #VALUE! | #VALUE! | 4.2925e-05 | #VALUE! | #VALUE! | #VALUE! | #VALUE! | #VALUE! | #VALUE! | -0.2818 | #VALUE! | #VALUE! | #VALUE! | #VALUE! | #VALUE! | #VALUE! | 9.0196e-05 | #VALUE! | #VALUE! | #VALUE! | #VALUE! | #VALUE! | #VALUE! | -1.6926e-07 | #VALUE! | #VALUE! | #VALUE! | #VALUE! | #VALUE! | #VALUE! | -2.5786 | #VALUE! | #VALUE! | #VALUE! | #VALUE! | #VALUE! | #VALUE! | 4.2524e-05 | #VALUE! | #VALUE! | #VALUE! | #VALUE! | #VALUE! | #VALUE! | -1.819e-06 | #VALUE! | #VALUE! | #VALUE! | #VALUE! | #VALUE! | #VALUE! | -0.89727 | #VALUE! | #VALUE! | #VALUE! | #VALUE! | #VALUE! | #VALUE! | -3.3339e-05 | #VALUE! | #VALUE! | #VALUE! | #VALUE! | #VALUE! | #VALUE! | -1.3113e-06 | #VALUE! | #VALUE! | #VALUE! | #VALUE! | #VALUE! | #VALUE! | 5.0574e-07 | #VALUE! | #VALUE! | #VALUE! | #VALUE! | #VALUE! | #VALUE! | 6.2093e-07 | #VALUE! | #VALUE! | #VALUE! | #VALUE! | #VALUE! | #VALUE! | 1.2706e-05 | #VALUE! | #VALUE! | #VALUE! | #VALUE! | #VALUE! | #VALUE! | 3.4027e-05 | #VALUE! | #VALUE! | #VALUE! | #VALUE! | #VALUE! | #VALUE! | -0.87757 | #VALUE! | #VALUE! | #VALUE! | #VALUE! | #VALUE! | #VALUE! | -0.013071 | #VALUE! | #VALUE! | #VALUE! | #VALUE! | #VALUE! | #VALUE! | -2.4124 | #VALUE! | #VALUE! | #VALUE! | #VALUE! | #VALUE! | #VALUE! | -2.635e-05 | #VALUE! | #VALUE! | #VALUE! | #VALUE! | #VALUE! | #VALUE! | -9.3709e-06 | #VALUE! | #VALUE! | #VALUE! | #VALUE! | #VALUE! | #VALUE! | 0.046248 | #VALUE! | #VALUE! | #VALUE! | #VALUE! | #VALUE! | #VALUE! | -0.6392 | #VALUE! | #VALUE! | #VALUE! | #VALUE! | #VALUE! | #VALUE! | -0.08373 | #VALUE! | #VALUE! | #VALUE! | #VALUE! | #VALUE! | #VALUE! | 2.6304e-06 | #VALUE! | #VALUE! | #VALUE! | #VALUE! | #VALUE! | #VALUE! | 3.9653e-05 | #VALUE! | #VALUE! | #VALUE! | #VALUE! | #VALUE! | #VALUE! | 1.7902e-06 | #VALUE! | #VALUE! | #VALUE! | #VALUE! | #VALUE! | #VALUE! | 0.00023237 | #VALUE! | #VALUE! | #VALUE! | #VALUE! | #VALUE! | #VALUE! | -2.0281e-05 | #VALUE! | #VALUE! | #VALUE! | #VALUE! | #VALUE! | #VALUE! | -1.1331e-05 | #VALUE! | #VALUE! | #VALUE! | #VALUE! | #VALUE! | #VALUE! | 4.6697e-06 | #VALUE! | #VALUE! | #VALUE! | #VALUE! | #VALUE! | #VALUE! | -6.0769e-05 | #VALUE! | #VALUE! | #VALUE! | #VALUE! | #VALUE! | #VALUE! | -1.4274e-05 | #VALUE! | #VALUE! | #VALUE! | #VALUE! | #VALUE! | #VALUE! | 0.032025 | #VALUE! | #VALUE! | #VALUE! | #VALUE! | #VALUE! | #VALUE! | -6.2505e-06 | #VALUE! | #VALUE! | #VALUE! | #VALUE! | #VALUE! | #VALUE! | -0.12153 | #VALUE! | #VALUE! | #VALUE! | #VALUE! | #VALUE! | #VALUE! | -1.3689e-06 | #VALUE! | #VALUE! | #VALUE! | #VALUE! | #VALUE! | #VALUE! | 6.1338e-07 | #VALUE! | #VALUE! | #VALUE! | #VALUE! | #VALUE! | #VALUE! | 4.8131e-06 | #VALUE! | #VALUE! | #VALUE! | #VALUE! | #VALUE! | #VALUE! | 5.8711e-06 | #VALUE! | #VALUE! | #VALUE! | #VALUE! | #VALUE! | #VALUE! | -6.8894e-06 | #VALUE! | #VALUE! | #VALUE! | #VALUE! | #VALUE! | #VALUE! | 9.0935e-06 | #VALUE! | #VALUE! | #VALUE! | #VALUE! | #VALUE! | #VALUE! | -2.1447e-06 | #VALUE! | #VALUE! | #VALUE! | #VALUE! | #VALUE! | #VALUE! | 6.2796e-05 | #VALUE! | #VALUE! | #VALUE! | #VALUE! | #VALUE! | #VALUE! | -2.5944e-09 | #VALUE! | #VALUE! | #VALUE! | #VALUE! | #VALUE! | #VALUE! | 0.079021 | #VALUE! | #VALUE! | #VALUE! | #VALUE! | #VALUE! | #VALUE! | 2.7621 | #VALUE! | #VALUE! | #VALUE! | #VALUE! | #VALUE! | #VALUE! | -3.4101e-09 | #VALUE! | #VALUE! | #VALUE! | #VALUE! | #VALUE! | #VALUE! | -1.0506 | #VALUE! | #VALUE! | #VALUE! | #VALUE! | #VALUE! | #VALUE! | -0.36041 | #VALUE! | #VALUE! | #VALUE! | #VALUE! | #VALUE! | #VALUE! | 5.5642e-09 | #VALUE! | #VALUE! | #VALUE! | #VALUE! | #VALUE! | #VALUE! | 1.0713e-05 | #VALUE! | #VALUE! | #VALUE! | #VALUE! | #VALUE! | #VALUE! | 1.9059 | #VALUE! | #VALUE! | #VALUE! | #VALUE! | #VALUE! | #VALUE! | 1.3891e-10 | #VALUE! | #VALUE! | #VALUE! | #VALUE! | #VALUE! | #VALUE! | -7.4054e-06 | #VALUE! | #VALUE! | #VALUE! | #VALUE! | #VALUE! | #VALUE! | 4.4684e-05 | #VALUE! | #VALUE! | #VALUE! | #VALUE! | #VALUE! | #VALUE! | -2.9232e-07 | #VALUE! | #VALUE! | #VALUE! | #VALUE! | #VALUE! | #VALUE! | -0.15633 | #VALUE! | #VALUE! | #VALUE! | #VALUE! | #VALUE! | #VALUE! | 1.1742 | #VALUE! | #VALUE! | #VALUE! | #VALUE! | #VALUE! | #VALUE! | -1.0772e-08 | #VALUE! | #VALUE! | #VALUE! | #VALUE! | #VALUE! | #VALUE! | 8.8514e-06 | #VALUE! | #VALUE! | #VALUE! | #VALUE! | #VALUE! | #VALUE! | 5.5752e-05 | #VALUE! | #VALUE! | #VALUE! | #VALUE! | #VALUE! | #VALUE! | 5.8343e-09 | #VALUE! | #VALUE! | #VALUE! | #VALUE! | #VALUE! | #VALUE! | -0.12173 | #VALUE! | #VALUE! | #VALUE! | #VALUE! | #VALUE! | #VALUE! | 1.1472 | #VALUE! | #VALUE! | #VALUE! | #VALUE! | #VALUE! | #VALUE! | -6.3686e-10 | #VALUE! | #VALUE! | #VALUE! | #VALUE! | #VALUE! | #VALUE! | 5.4416e-06 | #VALUE! | #VALUE! | #VALUE! | #VALUE! | #VALUE! | #VALUE! | 9.117e-05 | #VALUE! | #VALUE! | #VALUE! | #VALUE! | #VALUE! | #VALUE! | -3.6993e-10 | #VALUE! | #VALUE! | #VALUE! | #VALUE! | #VALUE! | #VALUE! | 0.0041038 | #VALUE! | #VALUE! | #VALUE! | #VALUE! | #VALUE! | #VALUE! | 0.6831 | #VALUE! | #VALUE! | #VALUE! | #VALUE! | #VALUE! | #VALUE! | -3.7333e-10 | #VALUE! | #VALUE! | #VALUE! | #VALUE! | #VALUE! | #VALUE! | 4.2722e-07 | #VALUE! | #VALUE! | #VALUE! | #VALUE! | #VALUE! | #VALUE! | 0.00038174 | #VALUE! | #VALUE! | #VALUE! | #VALUE! | #VALUE! | #VALUE! | 2.4153e-11 | #VALUE! | #VALUE! | #VALUE! | #VALUE! | #VALUE! | #VALUE! | 9.816e-07 | #VALUE! | #VALUE! | #VALUE! | #VALUE! | #VALUE! | #VALUE! | 0.32644 | #VALUE! | #VALUE! | #VALUE! | #VALUE! | #VALUE! | #VALUE! | -9.5876e-10 | #VALUE! | #VALUE! | #VALUE! | #VALUE! | #VALUE! | #VALUE! | 6.1782e-05 | #VALUE! | #VALUE! | #VALUE! | #VALUE! | #VALUE! | #VALUE! | 0.0013181 | #VALUE! | #VALUE! | #VALUE! | #VALUE! | #VALUE! | #VALUE! | 3.2891e-11 | #VALUE! | #VALUE! | #VALUE! | #VALUE! | #VALUE! | #VALUE! | 2.0646e-05 | #VALUE! | #VALUE! | #VALUE! | #VALUE! | #VALUE! | #VALUE! | 0.00011008 | #VALUE! | #VALUE! | #VALUE! | #VALUE! | #VALUE! | #VALUE! | -1.3995e-07 | #VALUE! | #VALUE! | #VALUE! | #VALUE! | #VALUE! | #VALUE! | 5.237e-05 | #VALUE! | #VALUE! | #VALUE! | #VALUE! | #VALUE! | #VALUE! | 0.0024353 | #VALUE! | #VALUE! | #VALUE! | #VALUE! | #VALUE! | #VALUE! | 2.137 | #VALUE! | #VALUE! | #VALUE! | #VALUE! | #VALUE! | #VALUE! | 3.119e-08 | #VALUE! | #VALUE! | #VALUE! | #VALUE! | #VALUE! | #VALUE! | 0.00013088 | #VALUE! | #VALUE! | #VALUE! | #VALUE! | #VALUE! | #VALUE! | -5.566e-09 | #VALUE! | #VALUE! | #VALUE! | #VALUE! | #VALUE! | #VALUE! | 1.311e-05 | #VALUE! | #VALUE! | #VALUE! | #VALUE! | #VALUE! | #VALUE! | 0.0013381 | #VALUE! | #VALUE! | #VALUE! | #VALUE! | #VALUE! | #VALUE! | -3.0431e-09 | #VALUE! | #VALUE! | #VALUE! | #VALUE! | #VALUE! | #VALUE! | 5031.7065 | #VALUE! | #VALUE! | #VALUE! | #VALUE! | #VALUE! | #VALUE! | 0.0002939 | #VALUE! | #VALUE! | #VALUE! | #VALUE! | #VALUE! | #VALUE! | -1.0605e-05 | #VALUE! | #VALUE! | #VALUE! | #VALUE! | #VALUE! | #VALUE! | 1.4108e-05 | #VALUE! | #VALUE! | #VALUE! | #VALUE! | #VALUE! | #VALUE! | 0.0046942 | #VALUE! | #VALUE! | #VALUE! | #VALUE! | #VALUE! | #VALUE! | -3.7129e-07 | #VALUE! | #VALUE! | #VALUE! | #VALUE! | #VALUE! | #VALUE! | 3.4538e-08 | #VALUE! | #VALUE! | #VALUE! | #VALUE! | #VALUE! | #VALUE! | 5.1044e-05 | #VALUE! | #VALUE! | #VALUE! | #VALUE! | #VALUE! | #VALUE! | -7.5085e-09 | #VALUE! | #VALUE! | #VALUE! | #VALUE! | #VALUE! | #VALUE! | -4.0032e-06 | #VALUE! | #VALUE! | #VALUE! | #VALUE! | #VALUE! | #VALUE! | 0.00057479 | #VALUE! | #VALUE! | #VALUE! | #VALUE! | #VALUE! | #VALUE! | 8.7128e-08 | #VALUE! | #VALUE! | #VALUE! | #VALUE! | #VALUE! | #VALUE! | -3.6062e-06 | #VALUE! | #VALUE! | #VALUE! | #VALUE! | #VALUE! | #VALUE! | 0.0001606 | #VALUE! | #VALUE! | #VALUE! | #VALUE! | #VALUE! | #VALUE! | 6.4471e-10 | #VALUE! | #VALUE! | #VALUE! | #VALUE! | #VALUE! | #VALUE! | 2.4337e-07 | #VALUE! | #VALUE! | #VALUE! | #VALUE! | #VALUE! | #VALUE! | 0.00075911 | #VALUE! | #VALUE! | #VALUE! | #VALUE! | #VALUE! | #VALUE! | -9.8499e-09 | #VALUE! | #VALUE! | #VALUE! | #VALUE! | #VALUE! | #VALUE! | 3.4663e-06 | #VALUE! | #VALUE! | #VALUE! | #VALUE! | #VALUE! | #VALUE! | -2.778e-11 | #VALUE! | #VALUE! | #VALUE! | #VALUE! | #VALUE! | #VALUE! | -1.2117e-09 | #VALUE! | #VALUE! | #VALUE! | #VALUE! | #VALUE! | #VALUE! | 0.00071194 | #VALUE! | #VALUE! | #VALUE! | #VALUE! | #VALUE! | #VALUE! | 6.5135e-07 | #VALUE! | #VALUE! | #VALUE! | #VALUE! | #VALUE! | #VALUE! | -1433.62 | #VALUE! | #VALUE! | #VALUE! | #VALUE! | #VALUE! | #VALUE! | -0.00060008 | #VALUE! | #VALUE! | #VALUE! | #VALUE! | #VALUE! | #VALUE! | 1.2895 | #VALUE! | #VALUE! | #VALUE! | #VALUE! | #VALUE! | #VALUE! | -1.0038e-06 | #VALUE! | #VALUE! | #VALUE! | #VALUE! | #VALUE! | #VALUE! | -2.1621e-09 | #VALUE! | #VALUE! | #VALUE! | #VALUE! | #VALUE! | #VALUE! | 3.3325e-05 | #VALUE! | #VALUE! | #VALUE! | #VALUE! | #VALUE! | #VALUE! | -2.0619e-05 | #VALUE! | #VALUE! | #VALUE! | #VALUE! | #VALUE! | #VALUE! | -7.429e-05 | #VALUE! | #VALUE! | #VALUE! | #VALUE! | #VALUE! | #VALUE! | 0.2957 | #VALUE! | #VALUE! | #VALUE! | #VALUE! | #VALUE! | #VALUE! | -3.8454e-07 | #VALUE! | #VALUE! | #VALUE! | #VALUE! | #VALUE! | #VALUE! | -0.00026944 | #VALUE! | #VALUE! | #VALUE! | #VALUE! | #VALUE! | #VALUE! | -3.3224e-06 | #VALUE! | #VALUE! | #VALUE! | #VALUE! | #VALUE! | #VALUE! | -2296.8167 | #VALUE! | #VALUE! | #VALUE! | #VALUE! | #VALUE! | #VALUE! | 2.2266e-06 | #VALUE! | #VALUE! | #VALUE! | #VALUE! | #VALUE! | #VALUE! | 0.25763 | #VALUE! | #VALUE! | #VALUE! | #VALUE! | #VALUE! | #VALUE! | -7.8924e-08 | #VALUE! | #VALUE! | #VALUE! | #VALUE! | #VALUE! | #VALUE! | -5.1545e-07 | #VALUE! | #VALUE! | #VALUE! | #VALUE! | #VALUE! | #VALUE! | 2.8681e-05 | #VALUE! | #VALUE! | #VALUE! | #VALUE! | #VALUE! | #VALUE! | -2.8359e-06 | #VALUE! | #VALUE! | #VALUE! | #VALUE! | #VALUE! | #VALUE! | 6.1848e-06 | #VALUE! | #VALUE! | #VALUE! | #VALUE! | #VALUE! | #VALUE! | 0.73362 | #VALUE! | #VALUE! | #VALUE! | #VALUE! | #VALUE! | #VALUE! | -6.182e-07 | #VALUE! | #VALUE! | #VALUE! | #VALUE! | #VALUE! | #VALUE! | -0.00021449 | #VALUE! | #VALUE! | #VALUE! | #VALUE! | #VALUE! | #VALUE! | -2.0365e-05 | #VALUE! | #VALUE! | #VALUE! | #VALUE! | #VALUE! | #VALUE! | -5.6666e-06 | #VALUE! | #VALUE! | #VALUE! | #VALUE! | #VALUE! | #VALUE! | 2.2392e-05 | #VALUE! | #VALUE! | #VALUE! | #VALUE! | #VALUE! | #VALUE! | 0.17247 | #VALUE! | #VALUE! | #VALUE! | #VALUE! | #VALUE! | #VALUE! | 6.6584e-07 | #VALUE! | #VALUE! | #VALUE! | #VALUE! | #VALUE! | #VALUE! | 1.8684e-06 | #VALUE! | #VALUE! | #VALUE! | #VALUE! | #VALUE! | #VALUE! | -3.308e-05 | #VALUE! | #VALUE! | #VALUE! | #VALUE! | #VALUE! | #VALUE! | 9.962e-06 | #VALUE! | #VALUE! | #VALUE! | #VALUE! | #VALUE! | #VALUE! | -3.741e-05 | #VALUE! | #VALUE! | #VALUE! | #VALUE! | #VALUE! | #VALUE! | 0.16387 | #VALUE! | #VALUE! | #VALUE! | #VALUE! | #VALUE! | #VALUE! | 9.7924e-07 | #VALUE! | #VALUE! | #VALUE! | #VALUE! | #VALUE! | #VALUE! | -0.00032323 | #VALUE! | #VALUE! | #VALUE! | #VALUE! | #VALUE! | #VALUE! | 158063.6567 | #VALUE! | #VALUE! | #VALUE! | #VALUE! | #VALUE! | #VALUE! | 7.8924e-06 | #VALUE! | #VALUE! | #VALUE! | #VALUE! | #VALUE! | #VALUE! | -5.0585e-05 | #VALUE! | #VALUE! | #VALUE! | #VALUE! | #VALUE! | #VALUE! | 1.773e-05 | #VALUE! | #VALUE! | #VALUE! | #VALUE! | #VALUE! | #VALUE! | -1.6271e-05 | #VALUE! | #VALUE! | #VALUE! | #VALUE! | #VALUE! | #VALUE! | 6.5257e-05 | #VALUE! | #VALUE! | #VALUE! | #VALUE! | #VALUE! | #VALUE! | -0.00018845 | #VALUE! | #VALUE! | #VALUE! | #VALUE! | #VALUE! | #VALUE! | -5.3515e-06 | #VALUE! | #VALUE! | #VALUE! | #VALUE! | #VALUE! | #VALUE! | 0.023852 | #VALUE! | #VALUE! | #VALUE! | #VALUE! | #VALUE! | #VALUE! | 0.00015631 | #VALUE! | #VALUE! | #VALUE! | #VALUE! | #VALUE! | #VALUE! | -3.8561e-07 | #VALUE! | #VALUE! | #VALUE! | #VALUE! | #VALUE! | #VALUE! | -0.00018362 | #VALUE! | #VALUE! | #VALUE! | #VALUE! | #VALUE! | #VALUE! | 0.0002786 | #VALUE! | #VALUE! | #VALUE! | #VALUE! | #VALUE! | #VALUE! | -2.6288e-06 | #VALUE! | #VALUE! | #VALUE! | #VALUE! | #VALUE! | #VALUE! | -0.00012081 | #VALUE! | #VALUE! | #VALUE! | #VALUE! | #VALUE! | #VALUE! | 9.3368e-08 | #VALUE! | #VALUE! | #VALUE! | #VALUE! | #VALUE! | #VALUE! | -1.5752e-06 | #VALUE! | #VALUE! | #VALUE! | #VALUE! | #VALUE! | #VALUE! | -1.4343e-06 | #VALUE! | #VALUE! | #VALUE! | #VALUE! | #VALUE! | #VALUE! | 3.4193e-05 | #VALUE! | #VALUE! | #VALUE! | #VALUE! | #VALUE! | #VALUE! | -4.8897e-06 | #VALUE! | #VALUE! | #VALUE! | #VALUE! | #VALUE! | #VALUE! | 0.002865 | #VALUE! | #VALUE! | #VALUE! | #VALUE! | #VALUE! | #VALUE! | -1.6822e-05 | #VALUE! | #VALUE! | #VALUE! | #VALUE! | #VALUE! | #VALUE! | 1.3438e-06 | #VALUE! | #VALUE! | #VALUE! | #VALUE! | #VALUE! | #VALUE! | 3.3905e-06 | #VALUE! | #VALUE! | #VALUE! | #VALUE! | #VALUE! | #VALUE! | 0.0011698 | #VALUE! | #VALUE! | #VALUE! | #VALUE! | #VALUE! | #VALUE! | -3.9046e-06 | #VALUE! | #VALUE! | #VALUE! | #VALUE! | #VALUE! | #VALUE! | -1.2515e-05 | #VALUE! | #VALUE! | #VALUE! | #VALUE! | #VALUE! | #VALUE! | -6.4866e-05 | #VALUE! | #VALUE! | #VALUE! | #VALUE! | #VALUE! | #VALUE! | 2.3407e-05 | #VALUE! | #VALUE! | #VALUE! | #VALUE! | #VALUE! | #VALUE! | 1.7605e-05 | #VALUE! | #VALUE! | #VALUE! | #VALUE! | #VALUE! | #VALUE! | 0.00044186 | #VALUE! | #VALUE! | #VALUE! | #VALUE! | #VALUE! | #VALUE! | 4.5053e-05 | #VALUE! | #VALUE! | #VALUE! | #VALUE! | #VALUE! | #VALUE! | -1.1722e-05 | #VALUE! | #VALUE! | #VALUE! | #VALUE! | #VALUE! | #VALUE! | -6.8436e-05 | #VALUE! | #VALUE! | #VALUE! | #VALUE! | #VALUE! | #VALUE! | -2.8162e-05 | #VALUE! | #VALUE! | #VALUE! | #VALUE! | #VALUE! | #VALUE! | 2.4173e-05 | #VALUE! | #VALUE! | #VALUE! | #VALUE! | #VALUE! | #VALUE! | 0.00019234 | #VALUE! | #VALUE! | #VALUE! | #VALUE! | #VALUE! | #VALUE! |  |  |  |  | 0 | 0 | 0 | 8.1253e-07 | #VALUE! | #VALUE! | #VALUE! | #VALUE! | #VALUE! | #VALUE! | 1.4131 | #VALUE! | #VALUE! | #VALUE! | #VALUE! | #VALUE! | #VALUE! | 4.0002e-12 | #VALUE! | #VALUE! | #VALUE! | #VALUE! | #VALUE! | #VALUE! | 2.4275e-05 | #VALUE! | #VALUE! | #VALUE! | #VALUE! | #VALUE! | #VALUE! | 0.00027992 | #VALUE! | #VALUE! | #VALUE! | #VALUE! | #VALUE! | #VALUE! | -3.9056e-07 | #VALUE! | #VALUE! | #VALUE! | #VALUE! | #VALUE! | #VALUE! | -6.021e-06 | #VALUE! | #VALUE! | #VALUE! | #VALUE! | #VALUE! | #VALUE! | 0.13872 | #VALUE! | #VALUE! | #VALUE! | #VALUE! | #VALUE! | #VALUE! | -5.6651e-10 | #VALUE! | #VALUE! | #VALUE! | #VALUE! | #VALUE! | #VALUE! | 3.4068e-07 | #VALUE! | #VALUE! | #VALUE! | #VALUE! | #VALUE! | #VALUE! | -4.4442e-05 | #VALUE! | #VALUE! | #VALUE! | #VALUE! | #VALUE! | #VALUE! |  |  |  |  | 0 | 0 | 0 | 4.1185e-08 | #VALUE! | #VALUE! | #VALUE! | #VALUE! | #VALUE! | #VALUE! | 0.72835 | #VALUE! | #VALUE! | #VALUE! | #VALUE! | #VALUE! | #VALUE! | 4.2104e-12 | #VALUE! | #VALUE! | #VALUE! | #VALUE! | #VALUE! | #VALUE! | 2.3235e-05 | #VALUE! | #VALUE! | #VALUE! | #VALUE! | #VALUE! | #VALUE! | 1.6801e-05 | #VALUE! | #VALUE! | #VALUE! | #VALUE! | #VALUE! | #VALUE! | -5.1568e-15 | #VALUE! | #VALUE! | #VALUE! | #VALUE! | #VALUE! | #VALUE! | 3732.2703 | #VALUE! | #VALUE! | #VALUE! | #VALUE! | #VALUE! | #VALUE! | 0.46176 | #VALUE! | #VALUE! | #VALUE! | #VALUE! | #VALUE! | #VALUE! | 0.00019161 | #VALUE! | #VALUE! | #VALUE! | #VALUE! | #VALUE! | #VALUE! | 1.0101e-05 | #VALUE! | #VALUE! | #VALUE! | #VALUE! | #VALUE! | #VALUE! | -1.4188e-05 | #VALUE! | #VALUE! | #VALUE! | #VALUE! | #VALUE! | #VALUE! | 2.081e-08 | #VALUE! | #VALUE! | #VALUE! | #VALUE! | #VALUE! | #VALUE! | -3.1283e-05 | #VALUE! | #VALUE! | #VALUE! | #VALUE! | #VALUE! | #VALUE! | 0.25736 | #VALUE! | #VALUE! | #VALUE! | #VALUE! | #VALUE! | #VALUE! | -2.1084e-08 | #VALUE! | #VALUE! | #VALUE! | #VALUE! | #VALUE! | #VALUE! | 0.00090206 | #VALUE! | #VALUE! | #VALUE! | #VALUE! | #VALUE! | #VALUE! | -7.3666e-06 | #VALUE! | #VALUE! | #VALUE! | #VALUE! | #VALUE! | #VALUE! | -9.5987e-08 | #VALUE! | #VALUE! | #VALUE! | #VALUE! | #VALUE! | #VALUE! | -2.085e-09 | #VALUE! | #VALUE! | #VALUE! | #VALUE! | #VALUE! | #VALUE! | 1.5069 | #VALUE! | #VALUE! | #VALUE! | #VALUE! | #VALUE! | #VALUE! | -4.9523e-09 | #VALUE! | #VALUE! | #VALUE! | #VALUE! | #VALUE! | #VALUE! | 15735.4924 | #VALUE! | #VALUE! | #VALUE! | #VALUE! | #VALUE! | #VALUE! | 3.1584e-05 | #VALUE! | #VALUE! | #VALUE! | #VALUE! | #VALUE! | #VALUE! | 5.8494e-08 | #VALUE! | #VALUE! | #VALUE! | #VALUE! | #VALUE! | #VALUE! | 5.133e-07 | #VALUE! | #VALUE! | #VALUE! | #VALUE! | #VALUE! | #VALUE! | 0.00025964 | #VALUE! | #VALUE! | #VALUE! | #VALUE! | #VALUE! | #VALUE! | 3.3273e-09 | #VALUE! | #VALUE! | #VALUE! | #VALUE! | #VALUE! | #VALUE! | 1.3168e-05 | #VALUE! | #VALUE! | #VALUE! | #VALUE! | #VALUE! | #VALUE! | -6.1082e-05 | #VALUE! | #VALUE! | #VALUE! | #VALUE! | #VALUE! | #VALUE! | -3.8572e-10 | #VALUE! | #VALUE! | #VALUE! | #VALUE! | #VALUE! | #VALUE! |  |  |  |  | 0 | 0 | 0 | 0.00028105 | #VALUE! | #VALUE! | #VALUE! | #VALUE! | #VALUE! | #VALUE! | -8.909e-10 | #VALUE! | #VALUE! | #VALUE! | #VALUE! | #VALUE! | #VALUE! | -0.00028156 | #VALUE! | #VALUE! | #VALUE! | #VALUE! | #VALUE! | #VALUE! | 0.00098399 | #VALUE! | #VALUE! | #VALUE! | #VALUE! | #VALUE! | #VALUE! | -9.6714e-10 | #VALUE! | #VALUE! | #VALUE! | #VALUE! | #VALUE! | #VALUE! | 2.3581e-08 | #VALUE! | #VALUE! | #VALUE! | #VALUE! | #VALUE! | #VALUE! | 0.0001487 | #VALUE! | #VALUE! | #VALUE! | #VALUE! | #VALUE! | #VALUE! | -7.0255e-10 | #VALUE! | #VALUE! | #VALUE! | #VALUE! | #VALUE! | #VALUE! | -4.1893e-11 | #VALUE! | #VALUE! | #VALUE! | #VALUE! | #VALUE! | #VALUE! | 0.00097885 | #VALUE! | #VALUE! | #VALUE! | #VALUE! | #VALUE! | #VALUE! | -8.5951e-08 | #VALUE! | #VALUE! | #VALUE! | #VALUE! | #VALUE! | #VALUE! |  |  |  |  | 0 | 0 | 0 | 0.00014869 | #VALUE! | #VALUE! | #VALUE! | #VALUE! | #VALUE! | #VALUE! | 6.5425e-12 | #VALUE! | #VALUE! | #VALUE! | #VALUE! | #VALUE! | #VALUE! | -4.6367e-06 | #VALUE! | #VALUE! | #VALUE! | #VALUE! | #VALUE! | #VALUE! | 7.3844e-07 | #VALUE! | #VALUE! | #VALUE! | #VALUE! | #VALUE! | #VALUE! | 7246.2009 | #VALUE! | #VALUE! | #VALUE! | #VALUE! | #VALUE! | #VALUE! | -0.0012198 | #VALUE! | #VALUE! | #VALUE! | #VALUE! | #VALUE! | #VALUE! | -0.0026505 | #VALUE! | #VALUE! | #VALUE! | #VALUE! | #VALUE! | #VALUE! | -6.0358e-09 | #VALUE! | #VALUE! | #VALUE! | #VALUE! | #VALUE! | #VALUE! | -5.1098e-11 | #VALUE! | #VALUE! | #VALUE! | #VALUE! | #VALUE! | #VALUE! | -1.8341e-10 | #VALUE! | #VALUE! | #VALUE! | #VALUE! | #VALUE! | #VALUE! | 5.5603e-09 | #VALUE! | #VALUE! | #VALUE! | #VALUE! | #VALUE! | #VALUE! |  |  |  |  | 0 | 0 | 0 | 1.4258e-07 | #VALUE! | #VALUE! | #VALUE! | #VALUE! | #VALUE! | #VALUE! | 4.9776e-09 | #VALUE! | #VALUE! | #VALUE! | #VALUE! | #VALUE! | #VALUE!
|  |  | 0 | 0 | 0 | -4.2083e-05 | #VALUE! | #VALUE! | #VALUE! | #VALUE! | #VALUE! | #VALUE! | -1.1454e-05 | #VALUE! | #VALUE! | #VALUE! | #VALUE! | #VALUE! | #VALUE! | 0.00030373 | #VALUE! | #VALUE! | #VALUE! | #VALUE! | #VALUE! | #VALUE! | 0.012827 | #VALUE! | #VALUE! | #VALUE! | #VALUE! | #VALUE! | #VALUE! | -2.4464e-05 | #VALUE! | #VALUE! | #VALUE! | #VALUE! | #VALUE! | #VALUE! | -2.0585e-06 | #VALUE! | #VALUE! | #VALUE! | #VALUE! | #VALUE! | #VALUE! | -8.0633e-08 | #VALUE! | #VALUE! | #VALUE! | #VALUE! | #VALUE! | #VALUE! | 3.1574e-05 | #VALUE! | #VALUE! | #VALUE! | #VALUE! | #VALUE! | #VALUE! | 0.068019 | #VALUE! | #VALUE! | #VALUE! | #VALUE! | #VALUE! | #VALUE! | 0.046698 | #VALUE! | #VALUE! | #VALUE! | #VALUE! | #VALUE! | #VALUE! | -0.84822 | #VALUE! | #VALUE! | #VALUE! | #VALUE! | #VALUE! | #VALUE! | 0.34007 | #VALUE! | #VALUE! | #VALUE! | #VALUE! | #VALUE! | #VALUE! | -0.082738 | #VALUE! | #VALUE! | #VALUE! | #VALUE! | #VALUE! | #VALUE! | 0.00027266 | #VALUE! | #VALUE! | #VALUE! | #VALUE! | #VALUE! | #VALUE! | 4.252e-06 | #VALUE! | #VALUE! | #VALUE! | #VALUE! | #VALUE! | #VALUE! | 0.089249 | #VALUE! | #VALUE! | #VALUE! | #VALUE! | #VALUE! | #VALUE! | -0.00058769 | #VALUE! | #VALUE! | #VALUE! | #VALUE! | #VALUE! | #VALUE! | 1.6987e-08 | #VALUE! | #VALUE! | #VALUE! | #VALUE! | #VALUE! | #VALUE! | -1.1337e-07 | #VALUE! | #VALUE! | #VALUE! | #VALUE! | #VALUE! | #VALUE! | 0.0001697 | #VALUE! | #VALUE! | #VALUE! | #VALUE! | #VALUE! | #VALUE! | 4.4378e-07 | #VALUE! | #VALUE! | #VALUE! | #VALUE! | #VALUE! | #VALUE! | -0.031948 | #VALUE! | #VALUE! | #VALUE! | #VALUE! | #VALUE! | #VALUE! | -2.3226e-05 | #VALUE! | #VALUE! | #VALUE! | #VALUE! | #VALUE! | #VALUE! | -0.022092 | #VALUE! | #VALUE! | #VALUE! | #VALUE! | #VALUE! | #VALUE! | -1.2299e-07 | #VALUE! | #VALUE! | #VALUE! | #VALUE! | #VALUE! | #VALUE! | 3.6573e-05 | #VALUE! | #VALUE! | #VALUE! | #VALUE! | #VALUE! | #VALUE! | -8.9174e-06 | #VALUE! | #VALUE! | #VALUE! | #VALUE! | #VALUE! | #VALUE! | 0.086517 | #VALUE! | #VALUE! | #VALUE! | #VALUE! | #VALUE! | #VALUE! | -0.00063627 | #VALUE! | #VALUE! | #VALUE! | #VALUE! | #VALUE! | #VALUE! | 0.023455 | #VALUE! | #VALUE! | #VALUE! | #VALUE! | #VALUE! | #VALUE! | -5.6655e-07 | #VALUE! | #VALUE! | #VALUE! | #VALUE! | #VALUE! | #VALUE! | 3.7525e-05 | #VALUE! | #VALUE! | #VALUE! | #VALUE! | #VALUE! | #VALUE! | 1.1142e-06 | #VALUE! | #VALUE! | #VALUE! | #VALUE! | #VALUE! | #VALUE! | 0.29456 | #VALUE! | #VALUE! | #VALUE! | #VALUE! | #VALUE! | #VALUE! | -0.00060628 | #VALUE! | #VALUE! | #VALUE! | #VALUE! | #VALUE! | #VALUE! | 7.9276e-07 | #VALUE! | #VALUE! | #VALUE! | #VALUE! | #VALUE! | #VALUE! | -8.3615 | #VALUE! | #VALUE! | #VALUE! | #VALUE! | #VALUE! | #VALUE! | 6.4972e-07 | #VALUE! | #VALUE! | #VALUE! | #VALUE! | #VALUE! | #VALUE! | -7.9824e-06 | #VALUE! | #VALUE! | #VALUE! | #VALUE! | #VALUE! | #VALUE! | -1.3526 | #VALUE! | #VALUE! | #VALUE! | #VALUE! | #VALUE! | #VALUE! | 4.3341e-05 | #VALUE! | #VALUE! | #VALUE! | #VALUE! | #VALUE! | #VALUE! | -4.0606e-06 | #VALUE! | #VALUE! | #VALUE! | #VALUE! | #VALUE! | #VALUE! | 3.066e-06 | #VALUE! | #VALUE! | #VALUE! | #VALUE! | #VALUE! | #VALUE! | 0.00051558 | #VALUE! | #VALUE! | #VALUE! | #VALUE! | #VALUE! | #VALUE! | -1.4147e-05 | #VALUE! | #VALUE! | #VALUE! | #VALUE! | #VALUE! | #VALUE! | 0.061872 | #VALUE! | #VALUE! | #VALUE! | #VALUE! | #VALUE! | #VALUE! | 1.2719e-05 | #VALUE! | #VALUE! | #VALUE! | #VALUE! | #VALUE! | #VALUE! | 0.039681 | #VALUE! | #VALUE! | #VALUE! | #VALUE! | #VALUE! | #VALUE! | -3.3199 | #VALUE! | #VALUE! | #VALUE! | #VALUE! | #VALUE! | #VALUE! | 2.5854e-05 | #VALUE! | #VALUE! | #VALUE! | #VALUE! | #VALUE! | #VALUE! | -1.915e-06 | #VALUE! | #VALUE! | #VALUE! | #VALUE! | #VALUE! | #VALUE! | 0.12091 | #VALUE! | #VALUE! | #VALUE! | #VALUE! | #VALUE! | #VALUE! | 1.3824e-05 | #VALUE! | #VALUE! | #VALUE! | #VALUE! | #VALUE! | #VALUE! | 1.2442e-06 | #VALUE! | #VALUE! | #VALUE! | #VALUE! | #VALUE! | #VALUE! | -7.4617e-08 | #VALUE! | #VALUE! | #VALUE! | #VALUE! | #VALUE! | #VALUE! | 6.2924e-07 | #VALUE! | #VALUE! | #VALUE! | #VALUE! | #VALUE! | #VALUE! | -5.1808e-06 | #VALUE! | #VALUE! | #VALUE! | #VALUE! | #VALUE! | #VALUE! | 4.8779e-05 | #VALUE! | #VALUE! | #VALUE! | #VALUE! | #VALUE! | #VALUE! | 1.8713e-05 | #VALUE! | #VALUE! | #VALUE! | #VALUE! | #VALUE! | #VALUE! | -0.0147 | #VALUE! | #VALUE! | #VALUE! | #VALUE! | #VALUE! | #VALUE! | -9.7786e-08 | #VALUE! | #VALUE! | #VALUE! | #VALUE! | #VALUE! | #VALUE! | 4.3521e-05 | #VALUE! | #VALUE! | #VALUE! | #VALUE! | #VALUE! | #VALUE! | -9.3661e-07 | #VALUE! | #VALUE! | #VALUE! | #VALUE! | #VALUE! | #VALUE! | 0.05779 | #VALUE! | #VALUE! | #VALUE! | #VALUE! | #VALUE! | #VALUE! | 4.921e-05 | #VALUE! | #VALUE! | #VALUE! | #VALUE! | #VALUE! | #VALUE! | 2.0572e-06 | #VALUE! | #VALUE! | #VALUE! | #VALUE! | #VALUE! | #VALUE! | 3.9558e-06 | #VALUE! | #VALUE! | #VALUE! | #VALUE! | #VALUE! | #VALUE! | 0.00048416 | #VALUE! | #VALUE! | #VALUE! | #VALUE! | #VALUE! | #VALUE! | 4.5136e-05 | #VALUE! | #VALUE! | #VALUE! | #VALUE! | #VALUE! | #VALUE! | 7.2488e-05 | #VALUE! | #VALUE! | #VALUE! | #VALUE! | #VALUE! | #VALUE! | 4.9763e-05 | #VALUE! | #VALUE! | #VALUE! | #VALUE! | #VALUE! | #VALUE! | 4.8984e-05 | #VALUE! | #VALUE! | #VALUE! | #VALUE! | #VALUE! | #VALUE! | -6.8691e-06 | #VALUE! | #VALUE! | #VALUE! | #VALUE! | #VALUE! | #VALUE! | 0.00011393 | #VALUE! | #VALUE! | #VALUE! | #VALUE! | #VALUE! | #VALUE! | 3.8461e-09 | #VALUE! | #VALUE! | #VALUE! | #VALUE! | #VALUE! | #VALUE! | -0.13774 | #VALUE! | #VALUE! | #VALUE! | #VALUE! | #VALUE! | #VALUE! | -0.53173 | #VALUE! | #VALUE! | #VALUE! | #VALUE! | #VALUE! | #VALUE! | 1.0804e-09 | #VALUE! | #VALUE! | #VALUE! | #VALUE! | #VALUE! | #VALUE! | -9.3628e-06 | #VALUE! | #VALUE! | #VALUE! | #VALUE! | #VALUE! | #VALUE! | 1.7534e-05 | #VALUE! | #VALUE! | #VALUE! | #VALUE! | #VALUE! | #VALUE! | -9.5076e-09 | #VALUE! | #VALUE! | #VALUE! | #VALUE! | #VALUE! | #VALUE! | 1.933e-05 | #VALUE! | #VALUE! | #VALUE! | #VALUE! | #VALUE! | #VALUE! | -0.41993 | #VALUE! | #VALUE! | #VALUE! | #VALUE! | #VALUE! | #VALUE! | -4.066e-10 | #VALUE! | #VALUE! | #VALUE! | #VALUE! | #VALUE! | #VALUE! | 6.9127e-06 | #VALUE! | #VALUE! | #VALUE! | #VALUE! | #VALUE! | #VALUE! | 8.1205e-05 | #VALUE! | #VALUE! | #VALUE! | #VALUE! | #VALUE! | #VALUE! | -7.7113e-15 | #VALUE! | #VALUE! | #VALUE! | #VALUE! | #VALUE! | #VALUE! | -0.604 | #VALUE! | #VALUE! | #VALUE! | #VALUE! | #VALUE! | #VALUE! | -0.41835 | #VALUE! | #VALUE! | #VALUE! | #VALUE! | #VALUE! | #VALUE! | 4.9298e-12 | #VALUE! | #VALUE! | #VALUE! | #VALUE! | #VALUE! | #VALUE! | 1.7373e-05 | #VALUE! | #VALUE! | #VALUE! | #VALUE! | #VALUE! | #VALUE! | 0.00020105 | #VALUE! | #VALUE! | #VALUE! | #VALUE! | #VALUE! | #VALUE! | -1.3746e-08 | #VALUE! | #VALUE! | #VALUE! | #VALUE! | #VALUE! | #VALUE! | -0.46318 | #VALUE! | #VALUE! | #VALUE! | #VALUE! | #VALUE! | #VALUE! | -0.34347 | #VALUE! | #VALUE! | #VALUE! | #VALUE! | #VALUE! | #VALUE! | -8.4014e-10 | #VALUE! | #VALUE! | #VALUE! | #VALUE! | #VALUE! | #VALUE! | 9.6009e-06 | #VALUE! | #VALUE! | #VALUE! | #VALUE! | #VALUE! | #VALUE! | 0.00026531 | #VALUE! | #VALUE! | #VALUE! | #VALUE! | #VALUE! | #VALUE! | 2.7077e-11 | #VALUE! | #VALUE! | #VALUE! | #VALUE! | #VALUE! | #VALUE! | 0.016475 | #VALUE! | #VALUE! | #VALUE! | #VALUE! | #VALUE! | #VALUE! | 1.8502 | #VALUE! | #VALUE! | #VALUE! | #VALUE! | #VALUE! | #VALUE! | -1.8362e-10 | #VALUE! | #VALUE! | #VALUE! | #VALUE! | #VALUE! | #VALUE! | 0.0023727 | #VALUE! | #VALUE! | #VALUE! | #VALUE! | #VALUE! | #VALUE! | 5.7906e-05 | #VALUE! | #VALUE! | #VALUE! | #VALUE! | #VALUE! | #VALUE! | -5.1378e-09 | #VALUE! | #VALUE! | #VALUE! | #VALUE! | #VALUE! | #VALUE! | 1.4609e-06 | #VALUE! | #VALUE! | #VALUE! | #VALUE! | #VALUE! | #VALUE! | 0.97037 | #VALUE! | #VALUE! | #VALUE! | #VALUE! | #VALUE! | #VALUE! | -5.0042e-09 | #VALUE! | #VALUE! | #VALUE! | #VALUE! | #VALUE! | #VALUE! | 0.00016673 | #VALUE! | #VALUE! | #VALUE! | #VALUE! | #VALUE! | #VALUE! | 0.001012 | #VALUE! | #VALUE! | #VALUE! | #VALUE! | #VALUE! | #VALUE! | -1.6818e-07 | #VALUE! | #VALUE! | #VALUE! | #VALUE! | #VALUE! | #VALUE! | 6.113e-05 | #VALUE! | #VALUE! | #VALUE! | #VALUE! | #VALUE! | #VALUE! | 1.2638e-07 | #VALUE! | #VALUE! | #VALUE! | #VALUE! | #VALUE! | #VALUE! | 3.7481e-09 | #VALUE! | #VALUE! | #VALUE! | #VALUE! | #VALUE! | #VALUE! | 0.00011991 | #VALUE! | #VALUE! | #VALUE! | #VALUE! | #VALUE! | #VALUE! | -1.4038e-10 | #VALUE! | #VALUE! | #VALUE! | #VALUE! | #VALUE! | #VALUE! | 2.8909e-08 | #VALUE! | #VALUE! | #VALUE! | #VALUE! | #VALUE! | #VALUE! | -2.192e-05 | #VALUE! | #VALUE! | #VALUE! | #VALUE! | #VALUE! | #VALUE! | 1.2891e-07 | #VALUE! | #VALUE! | #VALUE! | #VALUE! | #VALUE! | #VALUE! | 2.3561e-09 | #VALUE! | #VALUE! | #VALUE! | #VALUE! | #VALUE! | #VALUE! | 4.9884e-05 | #VALUE! | #VALUE! | #VALUE! | #VALUE! | #VALUE! | #VALUE! | 0.0012969 | #VALUE! | #VALUE! | #VALUE! | #VALUE! | #VALUE! | #VALUE! | 3.5625e-09 | #VALUE! | #VALUE! | #VALUE! | #VALUE! | #VALUE! | #VALUE! | -4.4804e-06 | #VALUE! | #VALUE! | #VALUE! | #VALUE! | #VALUE! | #VALUE! | 2.5425e-05 | #VALUE! | #VALUE! | #VALUE! | #VALUE! | #VALUE! | #VALUE! | -1.1603e-14 | #VALUE! | #VALUE! | #VALUE! | #VALUE! | #VALUE! | #VALUE! | 5.0353e-05 | #VALUE! | #VALUE! | #VALUE! | #VALUE! | #VALUE! | #VALUE! | -1.5337e-10 | #VALUE! | #VALUE! | #VALUE! | #VALUE! | #VALUE! | #VALUE! | 2.3907 | #VALUE! | #VALUE! | #VALUE! | #VALUE! | #VALUE! | #VALUE! | 3596.9287 | #VALUE! | #VALUE! | #VALUE! | #VALUE! | #VALUE! | #VALUE! | 1.2905e-07 | #VALUE! | #VALUE! | #VALUE! | #VALUE! | #VALUE! | #VALUE! | 3.0087e-09 | #VALUE! | #VALUE! | #VALUE! | #VALUE! | #VALUE! | #VALUE! | 1.2332e-05 | #VALUE! | #VALUE! | #VALUE! | #VALUE! | #VALUE! | #VALUE! | 3.181e-05 | #VALUE! | #VALUE! | #VALUE! | #VALUE! | #VALUE! | #VALUE! | -6.8838e-08 | #VALUE! | #VALUE! | #VALUE! | #VALUE! | #VALUE! | #VALUE! | 3.2807e-08 | #VALUE! | #VALUE! | #VALUE! | #VALUE! | #VALUE! | #VALUE! | 1.3644e-07 | #VALUE! | #VALUE! | #VALUE! | #VALUE! | #VALUE! | #VALUE! | -2.3603e-08 | #VALUE! | #VALUE! | #VALUE! | #VALUE! | #VALUE! | #VALUE! | -0.00072526 | #VALUE! | #VALUE! | #VALUE! | #VALUE! | #VALUE! | #VALUE! | 4.5595e-05 | #VALUE! | #VALUE! | #VALUE! | #VALUE! | #VALUE! | #VALUE! | 2.7904 | #VALUE! | #VALUE! | #VALUE! | #VALUE! | #VALUE! | #VALUE! | -9.8196e-06 | #VALUE! | #VALUE! | #VALUE! | #VALUE! | #VALUE! | #VALUE! | 8.0784e-05 | #VALUE! | #VALUE! | #VALUE! | #VALUE! | #VALUE! | #VALUE! | 4.5373e-12 | #VALUE! | #VALUE! | #VALUE! | #VALUE! | #VALUE! | #VALUE! | 560179.4004 | #VALUE! | #VALUE! | #VALUE! | #VALUE! | #VALUE! | #VALUE! | -0.0019657 | #VALUE! | #VALUE! | #VALUE! | #VALUE! | #VALUE! | #VALUE! | 0.00033868 | #VALUE! | #VALUE! | #VALUE! | #VALUE! | #VALUE! | #VALUE! | 4.8971e-05 | #VALUE! | #VALUE! | #VALUE! | #VALUE! | #VALUE! | #VALUE! | 2.0279 | #VALUE! | #VALUE! | #VALUE! | #VALUE! | #VALUE! | #VALUE! | -8.7709e-06 | #VALUE! | #VALUE! | #VALUE! | #VALUE! | #VALUE! | #VALUE! | -0.0002367 | #VALUE! | #VALUE! | #VALUE! | #VALUE! | #VALUE! | #VALUE! | -2.6024e-05 | #VALUE! | #VALUE! | #VALUE! | #VALUE! | #VALUE! | #VALUE! | -4.3777e-06 | #VALUE! | #VALUE! | #VALUE! | #VALUE! | #VALUE! | #VALUE! | -1.932e-05 | #VALUE! | #VALUE! | #VALUE! | #VALUE! | #VALUE! | #VALUE! | 0.19464 | #VALUE! | #VALUE! | #VALUE! | #VALUE! | #VALUE! | #VALUE! | -5.0633e-08 | #VALUE! | #VALUE! | #VALUE! | #VALUE! | #VALUE! | #VALUE! | 0.00094893 | #VALUE! | #VALUE! | #VALUE! | #VALUE! | #VALUE! | #VALUE! | -1.9314e-05 | #VALUE! | #VALUE! | #VALUE! | #VALUE! | #VALUE! | #VALUE! | 0.00030251 | #VALUE! | #VALUE! | #VALUE! | #VALUE! | #VALUE! | #VALUE! | -4.8411e-05 | #VALUE! | #VALUE! | #VALUE! | #VALUE! | #VALUE! | #VALUE! | 1.6452 | #VALUE! | #VALUE! | #VALUE! | #VALUE! | #VALUE! | #VALUE! | -5.0101e-07 | #VALUE! | #VALUE! | #VALUE! | #VALUE! | #VALUE! | #VALUE! | -2.774e-05 | #VALUE! | #VALUE! | #VALUE! | #VALUE! | #VALUE! | #VALUE! | 6.4532e-07 | #VALUE! | #VALUE! | #VALUE! | #VALUE! | #VALUE! | #VALUE! | -1.1409e-05 | #VALUE! | #VALUE! | #VALUE! | #VALUE! | #VALUE! | #VALUE! | 3.3899e-05 | #VALUE! | #VALUE! | #VALUE! | #VALUE! | #VALUE! | #VALUE! | -0.32598 | #VALUE! | #VALUE! | #VALUE! | #VALUE! | #VALUE! | #VALUE! | -1.5334e-07 | #VALUE! | #VALUE! | #VALUE! | #VALUE! | #VALUE! | #VALUE! | -5.5684e-05 | #VALUE! | #VALUE! | #VALUE! | #VALUE! | #VALUE! | #VALUE! | -1.0537e-05 | #VALUE! | #VALUE! | #VALUE! | #VALUE! | #VALUE! | #VALUE! | -3.578e-06 | #VALUE! | #VALUE! | #VALUE! | #VALUE! | #VALUE! | #VALUE! | -0.00010658 | #VALUE! | #VALUE! | #VALUE! | #VALUE! | #VALUE! | #VALUE! | 0.23126 | #VALUE! | #VALUE! | #VALUE! | #VALUE! | #VALUE! | #VALUE! | 2.9406e-06 | #VALUE! | #VALUE! | #VALUE! | #VALUE! | #VALUE! | #VALUE! | 8.6623e-06 | #VALUE! | #VALUE! | #VALUE! | #VALUE! | #VALUE! | #VALUE! | 1.7095e-05 | #VALUE! | #VALUE! | #VALUE! | #VALUE! | #VALUE! | #VALUE! | 9.7582e-06 | #VALUE! | #VALUE! | #VALUE! | #VALUE! | #VALUE! | #VALUE! | -0.00018643 | #VALUE! | #VALUE! | #VALUE! | #VALUE! | #VALUE! | #VALUE! | 0.24357 | #VALUE! | #VALUE! | #VALUE! | #VALUE! | #VALUE! | #VALUE! | 5.352e-06 | #VALUE! | #VALUE! | #VALUE! | #VALUE! | #VALUE! | #VALUE! | 0.00030594 | #VALUE! | #VALUE! | #VALUE! | #VALUE! | #VALUE! | #VALUE! | 0.00039347 | #VALUE! | #VALUE! | #VALUE! | #VALUE! | #VALUE! | #VALUE! | -4.3773e-06 | #VALUE! | #VALUE! | #VALUE! | #VALUE! | #VALUE! | #VALUE! | -3.5752e-05 | #VALUE! | #VALUE! | #VALUE! | #VALUE! | #VALUE! | #VALUE! | 0.00010772 | #VALUE! | #VALUE! | #VALUE! | #VALUE! | #VALUE! | #VALUE! | 6.3602e-06 | #VALUE! | #VALUE! | #VALUE! | #VALUE! | #VALUE! | #VALUE! | 7.6286e-07 | #VALUE! | #VALUE! | #VALUE! | #VALUE! | #VALUE! | #VALUE! | 0.00047506 | #VALUE! | #VALUE! | #VALUE! | #VALUE! | #VALUE! | #VALUE! | 1.5962e-07 | #VALUE! | #VALUE! | #VALUE! | #VALUE! | #VALUE! | #VALUE! | 1.6261e-06 | #VALUE! | #VALUE! | #VALUE! | #VALUE! | #VALUE! | #VALUE! | 5.9889e-05 | #VALUE! | #VALUE! | #VALUE! | #VALUE! | #VALUE! | #VALUE! | 1.6002e-07 | #VALUE! | #VALUE! | #VALUE! | #VALUE! | #VALUE! | #VALUE! | -7.6861e-05 | #VALUE! | #VALUE! | #VALUE! | #VALUE! | #VALUE! | #VALUE! | -1.0568e-10 | #VALUE! | #VALUE! | #VALUE! | #VALUE! | #VALUE! | #VALUE! | -1.2557e-05 | #VALUE! | #VALUE! | #VALUE! | #VALUE! | #VALUE! | #VALUE! | -7.3658e-05 | #VALUE! | #VALUE! | #VALUE! | #VALUE! | #VALUE! | #VALUE! | 0.00033064 | #VALUE! | #VALUE! | #VALUE! | #VALUE! | #VALUE! | #VALUE! | -3.481e-06 | #VALUE! | #VALUE! | #VALUE! | #VALUE! | #VALUE! | #VALUE! | -3.5473e-09 | #VALUE! | #VALUE! | #VALUE! | #VALUE! | #VALUE! | #VALUE! | 5.7015e-07 | #VALUE! | #VALUE! | #VALUE! | #VALUE! | #VALUE! | #VALUE! | 6.2528e-07 | #VALUE! | #VALUE! | #VALUE! | #VALUE! | #VALUE! | #VALUE! | 1.5358e-06 | #VALUE! | #VALUE! | #VALUE! | #VALUE! | #VALUE! | #VALUE! | -4.9257e-05 | #VALUE! | #VALUE! | #VALUE! | #VALUE! | #VALUE! | #VALUE! | -1.3177e-06 | #VALUE! | #VALUE! | #VALUE! | #VALUE! | #VALUE! | #VALUE! | 1.0482e-05 | #VALUE! | #VALUE! | #VALUE! | #VALUE! | #VALUE! | #VALUE! | -0.0041992 | #VALUE! | #VALUE! | #VALUE! | #VALUE! | #VALUE! | #VALUE! | -4.823e-06 | #VALUE! | #VALUE! | #VALUE! | #VALUE! | #VALUE! | #VALUE! | -0.54708 | #VALUE! | #VALUE! | #VALUE! | #VALUE! | #VALUE! | #VALUE! | 0.00041441 | #VALUE! | #VALUE! | #VALUE! | #VALUE! | #VALUE! | #VALUE! | -1.6764e-05 | #VALUE! | #VALUE! | #VALUE! | #VALUE! | #VALUE! | #VALUE! | -2.8603e-07 | #VALUE! | #VALUE! | #VALUE! | #VALUE! | #VALUE! | #VALUE! | 0.0012584 | #VALUE! | #VALUE! | #VALUE! | #VALUE! | #VALUE! | #VALUE! | -3.7821e-05 | #VALUE! | #VALUE! | #VALUE! | #VALUE! | #VALUE! | #VALUE! | 0.00012032 | #VALUE! | #VALUE! | #VALUE! | #VALUE! | #VALUE! | #VALUE! | 4.9625e-05 | #VALUE! | #VALUE! | #VALUE! | #VALUE! | #VALUE! | #VALUE! | 1.1899e-05 | #VALUE! | #VALUE! | #VALUE! | #VALUE! | #VALUE! | #VALUE! | 8.0896e-05 | #VALUE! | #VALUE! | #VALUE! | #VALUE! | #VALUE! | #VALUE! | -4.9566e-06 | #VALUE! | #VALUE! | #VALUE! | #VALUE! | #VALUE! | #VALUE! |  |  |  |  | 0 | 0 | 0 | 3.8673e-06 | #VALUE! | #VALUE! | #VALUE! | #VALUE! | #VALUE! | #VALUE! | 1.8323 | #VALUE! | #VALUE! | #VALUE! | #VALUE! | #VALUE! | #VALUE! | -3.92e-09 | #VALUE! | #VALUE! | #VALUE! | #VALUE! | #VALUE! | #VALUE! | 0.00013042 | #VALUE! | #VALUE! | #VALUE! | #VALUE! | #VALUE! | #VALUE! | -4.667e-06 | #VALUE! | #VALUE! | #VALUE! | #VALUE! | #VALUE! | #VALUE! | -4.9317e-15 | #VALUE! | #VALUE! | #VALUE! | #VALUE! | #VALUE! | #VALUE! | -1.5499e-05 | #VALUE! | #VALUE! | #VALUE! | #VALUE! | #VALUE! | #VALUE! | 0.12864 | #VALUE! | #VALUE! | #VALUE! | #VALUE! | #VALUE! | #VALUE! | 4.3158e-12 | #VALUE! | #VALUE! | #VALUE! | #VALUE! | #VALUE! | #VALUE! | 0.0007725 | #VALUE! | #VALUE! | #VALUE! | #VALUE! | #VALUE! | #VALUE! | 1.8217e-05 | #VALUE! | #VALUE! | #VALUE! | #VALUE! | #VALUE! | #VALUE! |  |  |  |  | 0 | 0 | 0 | 0.00028264 | #VALUE! | #VALUE! | #VALUE! | #VALUE! | #VALUE! | #VALUE! | 0.93174 | #VALUE! | #VALUE! | #VALUE! | #VALUE! | #VALUE! | #VALUE! | -4.4182e-09 | #VALUE! | #VALUE! | #VALUE! | #VALUE! | #VALUE! | #VALUE! | 1.7259e-05 | #VALUE! | #VALUE! | #VALUE! | #VALUE! | #VALUE! | #VALUE! | 3.6527e-05 | #VALUE! | #VALUE! | #VALUE! | #VALUE! | #VALUE! | #VALUE! | -4.8578e-10 | #VALUE! | #VALUE! | #VALUE! | #VALUE! | #VALUE! | #VALUE! | 0.0003405 | #VALUE! | #VALUE! | #VALUE! | #VALUE! | #VALUE! | #VALUE! | 0.84397 | #VALUE! | #VALUE! | #VALUE! | #VALUE! | #VALUE! | #VALUE! | 5.8518e-10 | #VALUE! | #VALUE! | #VALUE! | #VALUE! | #VALUE! | #VALUE! | 3.82e-07 | #VALUE! | #VALUE! | #VALUE! | #VALUE! | #VALUE! | #VALUE! | -1.4471e-05 | #VALUE! | #VALUE! | #VALUE! | #VALUE! | #VALUE! | #VALUE! | -8.6776e-08 | #VALUE! | #VALUE! | #VALUE! | #VALUE! | #VALUE! | #VALUE! | 9.6913e-07 | #VALUE! | #VALUE! | #VALUE! | #VALUE! | #VALUE! | #VALUE! | 1.0025 | #VALUE! | #VALUE! | #VALUE! | #VALUE! | #VALUE! | #VALUE! | -7.317e-10 | #VALUE! | #VALUE! | #VALUE! | #VALUE! | #VALUE! | #VALUE! | -7.369e-11 | #VALUE! | #VALUE! | #VALUE! | #VALUE! | #VALUE! | #VALUE! | -3.3845e-05 | #VALUE! | #VALUE! | #VALUE! | #VALUE! | #VALUE! | #VALUE! | -4.8059e-15 | #VALUE! | #VALUE! | #VALUE! | #VALUE! | #VALUE! | #VALUE! | -1.8289e-05 | #VALUE! | #VALUE! | #VALUE! | #VALUE! | #VALUE! | #VALUE! | 2.9222 | #VALUE! | #VALUE! | #VALUE! | #VALUE! | #VALUE! | #VALUE! | 6.0381e-09 | #VALUE! | #VALUE! | #VALUE! | #VALUE! | #VALUE! | #VALUE! | -3.8637e-05 | #VALUE! | #VALUE! | #VALUE! | #VALUE! | #VALUE! | #VALUE! | -4.0887e-06 | #VALUE! | #VALUE! | #VALUE! | #VALUE! | #VALUE! | #VALUE! | -7.9095e-15 | #VALUE! | #VALUE! | #VALUE! | #VALUE! | #VALUE! | #VALUE! | 8.2485e-06 | #VALUE! | #VALUE! | #VALUE! | #VALUE! | #VALUE! | #VALUE! | 0.0020193 | #VALUE! | #VALUE! | #VALUE! | #VALUE! | #VALUE! | #VALUE! | 3.0511e-08 | #VALUE! | #VALUE! | #VALUE! | #VALUE! | #VALUE! | #VALUE! |  |  |  |  | 0 | 0 | 0 | 0.0010495 | #VALUE! | #VALUE! | #VALUE! | #VALUE! | #VALUE! | #VALUE! | -3.3845e-09 | #VALUE! | #VALUE! | #VALUE! | #VALUE! | #VALUE! | #VALUE! |  |  |  |  | 0 | 0 | 0 | 0.0022188 | #VALUE! | #VALUE! | #VALUE! | #VALUE! | #VALUE! | #VALUE! | 4.7837e-09 | #VALUE! | #VALUE! | #VALUE! | #VALUE! | #VALUE! | #VALUE! | -0.00059648 | #VALUE! | #VALUE! | #VALUE! | #VALUE! | #VALUE! | #VALUE! | -1.2009e-06 | #VALUE! | #VALUE! | #VALUE! | #VALUE! | #VALUE! | #VALUE! |  |  |  |  | 0 | 0 | 0 | 3.7456e-06 | #VALUE! | #VALUE! | #VALUE! | #VALUE! | #VALUE! | #VALUE! | -1.5053e-11 | #VALUE! | #VALUE! | #VALUE! | #VALUE! | #VALUE! | #VALUE! | 4.0751e-08 | #VALUE! | #VALUE! | #VALUE! | #VALUE! | #VALUE! | #VALUE! | 2.0905e-07 | #VALUE! | #VALUE! | #VALUE! | #VALUE! | #VALUE! | #VALUE! | -1.0785e-06 | #VALUE! | #VALUE! | #VALUE! | #VALUE! | #VALUE! | #VALUE! | -1.1838e-14 | #VALUE! | #VALUE! | #VALUE! | #VALUE! | #VALUE! | #VALUE! |  |  |  |  | 0 | 0 | 0 | -1.4012e-11 | #VALUE! | #VALUE! | #VALUE! | #VALUE! | #VALUE! | #VALUE! | -6.5016e-09 | #VALUE! | #VALUE! | #VALUE! | #VALUE! | #VALUE! | #VALUE! | -0.00019536 | #VALUE! | #VALUE! | #VALUE! | #VALUE! | #VALUE! | #VALUE! | 0.00056042 | #VALUE! | #VALUE! | #VALUE! | #VALUE! | #VALUE! | #VALUE! | -6.0609e-10 | #VALUE! | #VALUE! | #VALUE! | #VALUE! | #VALUE! | #VALUE! | -3.6631e-12 | #VALUE! | #VALUE! | #VALUE! | #VALUE! | #VALUE! | #VALUE! | 0.00033581 | #VALUE! | #VALUE! | #VALUE! | #VALUE! | #VALUE! | #VALUE! | 4.9525e-09 | #VALUE! | #VALUE! | #VALUE! | #VALUE! | #VALUE! | #VALUE! | -3.8733e-07 | #VALUE! | #VALUE! | #VALUE! | #VALUE! | #VALUE! | #VALUE! | 9.3329e-05 | #VALUE! | #VALUE! | #VALUE! | #VALUE! | #VALUE! | #VALUE! | -5.2981e-10 | #VALUE! | #VALUE! | #VALUE! | #VALUE! | #VALUE! | #VALUE! |  |  |  |  | 0 | 0 | 0 | -0.0041426 | #VALUE! | #VALUE! | #VALUE! | #VALUE! | #VALUE! | #VALUE! | 6.5369e-12 | #VALUE! | #VALUE! | #VALUE! | #VALUE! | #VALUE! | #VALUE!
|  |  | 0 | 0 | 0 | -8.3851e-05 | #VALUE! | #VALUE! | #VALUE! | #VALUE! | #VALUE! | #VALUE! | -1.4981e-05 | #VALUE! | #VALUE! | #VALUE! | #VALUE! | #VALUE! | #VALUE! | 7.9497e-07 | #VALUE! | #VALUE! | #VALUE! | #VALUE! | #VALUE! | #VALUE! | 0.054829 | #VALUE! | #VALUE! | #VALUE! | #VALUE! | #VALUE! | #VALUE! | -0.69048 | #VALUE! | #VALUE! | #VALUE! | #VALUE! | #VALUE! | #VALUE! | 1.3873e-06 | #VALUE! | #VALUE! | #VALUE! | #VALUE! | #VALUE! | #VALUE! | -1.8213e-07 | #VALUE! | #VALUE! | #VALUE! | #VALUE! | #VALUE! | #VALUE! | 6.2556e-05 | #VALUE! | #VALUE! | #VALUE! | #VALUE! | #VALUE! | #VALUE! | 0.20514 | #VALUE! | #VALUE! | #VALUE! | #VALUE! | #VALUE! | #VALUE! | 0.13381 | #VALUE! | #VALUE! | #VALUE! | #VALUE! | #VALUE! | #VALUE! | 0.14715 | #VALUE! | #VALUE! | #VALUE! | #VALUE! | #VALUE! | #VALUE! | -0.072526 | #VALUE! | #VALUE! | #VALUE! | #VALUE! | #VALUE! | #VALUE! | 0.0069375 | #VALUE! | #VALUE! | #VALUE! | #VALUE! | #VALUE! | #VALUE! | 3.773e-05 | #VALUE! | #VALUE! | #VALUE! | #VALUE! | #VALUE! | #VALUE! | -3.7007e-07 | #VALUE! | #VALUE! | #VALUE! | #VALUE! | #VALUE! | #VALUE! | 0.20442 | #VALUE! | #VALUE! | #VALUE! | #VALUE! | #VALUE! | #VALUE! | -3.533e-05 | #VALUE! | #VALUE! | #VALUE! | #VALUE! | #VALUE! | #VALUE! | -1.6547e-07 | #VALUE! | #VALUE! | #VALUE! | #VALUE! | #VALUE! | #VALUE! | -1.6491e-07 | #VALUE! | #VALUE! | #VALUE! | #VALUE! | #VALUE! | #VALUE! | 2.4335e-05 | #VALUE! | #VALUE! | #VALUE! | #VALUE! | #VALUE! | #VALUE! | -4.1387e-06 | #VALUE! | #VALUE! | #VALUE! | #VALUE! | #VALUE! | #VALUE! | 0.12167 | #VALUE! | #VALUE! | #VALUE! | #VALUE! | #VALUE! | #VALUE! | -1.7207e-05 | #VALUE! | #VALUE! | #VALUE! | #VALUE! | #VALUE! | #VALUE! | 0.030688 | #VALUE! | #VALUE! | #VALUE! | #VALUE! | #VALUE! | #VALUE! | -1.2202e-07 | #VALUE! | #VALUE! | #VALUE! | #VALUE! | #VALUE! | #VALUE! | -1.4189e-05 | #VALUE! | #VALUE! | #VALUE! | #VALUE! | #VALUE! | #VALUE! | 6.5588e-06 | #VALUE! | #VALUE! | #VALUE! | #VALUE! | #VALUE! | #VALUE! | -0.78498 | #VALUE! | #VALUE! | #VALUE! | #VALUE! | #VALUE! | #VALUE! | -2.501e-05 | #VALUE! | #VALUE! | #VALUE! | #VALUE! | #VALUE! | #VALUE! | -0.012354 | #VALUE! | #VALUE! | #VALUE! | #VALUE! | #VALUE! | #VALUE! | 2.3981e-06 | #VALUE! | #VALUE! | #VALUE! | #VALUE! | #VALUE! | #VALUE! | -2.6333e-06 | #VALUE! | #VALUE! | #VALUE! | #VALUE! | #VALUE! | #VALUE! | -3.9969e-06 | #VALUE! | #VALUE! | #VALUE! | #VALUE! | #VALUE! | #VALUE! | -0.42705 | #VALUE! | #VALUE! | #VALUE! | #VALUE! | #VALUE! | #VALUE! | -3.7292e-05 | #VALUE! | #VALUE! | #VALUE! | #VALUE! | #VALUE! | #VALUE! | 4.0038e-06 | #VALUE! | #VALUE! | #VALUE! | #VALUE! | #VALUE! | #VALUE! | 6.4473 | #VALUE! | #VALUE! | #VALUE! | #VALUE! | #VALUE! | #VALUE! | 0.00044088 | #VALUE! | #VALUE! | #VALUE! | #VALUE! | #VALUE! | #VALUE! | 5.566e-06 | #VALUE! | #VALUE! | #VALUE! | #VALUE! | #VALUE! | #VALUE! | -3.0751 | #VALUE! | #VALUE! | #VALUE! | #VALUE! | #VALUE! | #VALUE! | -0.00012399 | #VALUE! | #VALUE! | #VALUE! | #VALUE! | #VALUE! | #VALUE! | 1.6732e-07 | #VALUE! | #VALUE! | #VALUE! | #VALUE! | #VALUE! | #VALUE! | -7.4537e-08 | #VALUE! | #VALUE! | #VALUE! | #VALUE! | #VALUE! | #VALUE! | 6.492e-05 | #VALUE! | #VALUE! | #VALUE! | #VALUE! | #VALUE! | #VALUE! | 4.1587e-07 | #VALUE! | #VALUE! | #VALUE! | #VALUE! | #VALUE! | #VALUE! | 0.069989 | #VALUE! | #VALUE! | #VALUE! | #VALUE! | #VALUE! | #VALUE! | -1.8453e-05 | #VALUE! | #VALUE! | #VALUE! | #VALUE! | #VALUE! | #VALUE! | 0.4435 | #VALUE! | #VALUE! | #VALUE! | #VALUE! | #VALUE! | #VALUE! | 18.0887 | #VALUE! | #VALUE! | #VALUE! | #VALUE! | #VALUE! | #VALUE! | 4.5078e-05 | #VALUE! | #VALUE! | #VALUE! | #VALUE! | #VALUE! | #VALUE! | 8.5156e-07 | #VALUE! | #VALUE! | #VALUE! | #VALUE! | #VALUE! | #VALUE! | -0.22551 | #VALUE! | #VALUE! | #VALUE! | #VALUE! | #VALUE! | #VALUE! | -1.1059e-05 | #VALUE! | #VALUE! | #VALUE! | #VALUE! | #VALUE! | #VALUE! | -1.3038e-06 | #VALUE! | #VALUE! | #VALUE! | #VALUE! | #VALUE! | #VALUE! | -1.8473e-07 | #VALUE! | #VALUE! | #VALUE! | #VALUE! | #VALUE! | #VALUE! | 0.00038308 | #VALUE! | #VALUE! | #VALUE! | #VALUE! | #VALUE! | #VALUE! | -1.2146e-05 | #VALUE! | #VALUE! | #VALUE! | #VALUE! | #VALUE! | #VALUE! | 0.14741 | #VALUE! | #VALUE! | #VALUE! | #VALUE! | #VALUE! | #VALUE! | -3.2855e-06 | #VALUE! | #VALUE! | #VALUE! | #VALUE! | #VALUE! | #VALUE! | -0.0077936 | #VALUE! | #VALUE! | #VALUE! | #VALUE! | #VALUE! | #VALUE! | 1.72e-07 | #VALUE! | #VALUE! | #VALUE! | #VALUE! | #VALUE! | #VALUE! | 6.2486e-07 | #VALUE! | #VALUE! | #VALUE! | #VALUE! | #VALUE! | #VALUE! | -4.9955e-06 | #VALUE! | #VALUE! | #VALUE! | #VALUE! | #VALUE! | #VALUE! | 0.068443 | #VALUE! | #VALUE! | #VALUE! | #VALUE! | #VALUE! | #VALUE! | 1.1428e-07 | #VALUE! | #VALUE! | #VALUE! | #VALUE! | #VALUE! | #VALUE! | -1.3255e-06 | #VALUE! | #VALUE! | #VALUE! | #VALUE! | #VALUE! | #VALUE! | -8.5531e-06 | #VALUE! | #VALUE! | #VALUE! | #VALUE! | #VALUE! | #VALUE! | 4.0501e-05 | #VALUE! | #VALUE! | #VALUE! | #VALUE! | #VALUE! | #VALUE! | -1.2984e-05 | #VALUE! | #VALUE! | #VALUE! | #VALUE! | #VALUE! | #VALUE! | -0.00053301 | #VALUE! | #VALUE! | #VALUE! | #VALUE! | #VALUE! | #VALUE! | 1.1069e-07 | #VALUE! | #VALUE! | #VALUE! | #VALUE! | #VALUE! | #VALUE! | -9.3245e-06 | #VALUE! | #VALUE! | #VALUE! | #VALUE! | #VALUE! | #VALUE! | 7.5224e-06 | #VALUE! | #VALUE! | #VALUE! | #VALUE! | #VALUE! | #VALUE! | 3.4127e-05 | #VALUE! | #VALUE! | #VALUE! | #VALUE! | #VALUE! | #VALUE! | -1.0387e-07 | #VALUE! | #VALUE! | #VALUE! | #VALUE! | #VALUE! | #VALUE! | -0.19743 | #VALUE! | #VALUE! | #VALUE! | #VALUE! | #VALUE! | #VALUE! | 2.7389e-05 | #VALUE! | #VALUE! | #VALUE! | #VALUE! | #VALUE! | #VALUE! | 4.8521e-09 | #VALUE! | #VALUE! | #VALUE! | #VALUE! | #VALUE! | #VALUE! | 6.896e-06 | #VALUE! | #VALUE! | #VALUE! | #VALUE! | #VALUE! | #VALUE! | 4.4837e-05 | #VALUE! | #VALUE! | #VALUE! | #VALUE! | #VALUE! | #VALUE! | -5.4757e-09 | #VALUE! | #VALUE! | #VALUE! | #VALUE! | #VALUE! | #VALUE! | -3.7043e-06 | #VALUE! | #VALUE! | #VALUE! | #VALUE! | #VALUE! | #VALUE! | 3.0103e-05 | #VALUE! | #VALUE! | #VALUE! | #VALUE! | #VALUE! | #VALUE! | -4.6685e-10 | #VALUE! | #VALUE! | #VALUE! | #VALUE! | #VALUE! | #VALUE! | 1.3402e-05 | #VALUE! | #VALUE! | #VALUE! | #VALUE! | #VALUE! | #VALUE! | 0.00010912 | #VALUE! | #VALUE! | #VALUE! | #VALUE! | #VALUE! | #VALUE! | -2.9369e-10 | #VALUE! | #VALUE! | #VALUE! | #VALUE! | #VALUE! | #VALUE! | -0.34517 | #VALUE! | #VALUE! | #VALUE! | #VALUE! | #VALUE! | #VALUE! | 3.8763e-05 | #VALUE! | #VALUE! | #VALUE! | #VALUE! | #VALUE! | #VALUE! | 5.0665 | #VALUE! | #VALUE! | #VALUE! | #VALUE! | #VALUE! | #VALUE! | -8.0457e-06 | #VALUE! | #VALUE! | #VALUE! | #VALUE! | #VALUE! | #VALUE! | 3.6334e-05 | #VALUE! | #VALUE! | #VALUE! | #VALUE! | #VALUE! | #VALUE! | 2.6951e-11 | #VALUE! | #VALUE! | #VALUE! | #VALUE! | #VALUE! | #VALUE! | 8.0491e-06 | #VALUE! | #VALUE! | #VALUE! | #VALUE! | #VALUE! | #VALUE! | 2.379e-05 | #VALUE! | #VALUE! | #VALUE! | #VALUE! | #VALUE! | #VALUE! | -4.5245e-09 | #VALUE! | #VALUE! | #VALUE! | #VALUE! | #VALUE! | #VALUE! | 2.3452e-06 | #VALUE! | #VALUE! | #VALUE! | #VALUE! | #VALUE! | #VALUE! | 4.6275e-05 | #VALUE! | #VALUE! | #VALUE! | #VALUE! | #VALUE! | #VALUE! | -5.5805e-09 | #VALUE! | #VALUE! | #VALUE! | #VALUE! | #VALUE! | #VALUE! | -3.2219e-07 | #VALUE! | #VALUE! | #VALUE! | #VALUE! | #VALUE! | #VALUE! | -0.40184 | #VALUE! | #VALUE! | #VALUE! | #VALUE! | #VALUE! | #VALUE! | -8.8236e-10 | #VALUE! | #VALUE! | #VALUE! | #VALUE! | #VALUE! | #VALUE! | -6.954e-05 | #VALUE! | #VALUE! | #VALUE! | #VALUE! | #VALUE! | #VALUE! | -4.2159e-05 | #VALUE! | #VALUE! | #VALUE! | #VALUE! | #VALUE! | #VALUE! | 4.4568e-08 | #VALUE! | #VALUE! | #VALUE! | #VALUE! | #VALUE! | #VALUE! | 8.3528e-07 | #VALUE! | #VALUE! | #VALUE! | #VALUE! | #VALUE! | #VALUE! | 2.8595 | #VALUE! | #VALUE! | #VALUE! | #VALUE! | #VALUE! | #VALUE! | -4.0528e-11 | #VALUE! | #VALUE! | #VALUE! | #VALUE! | #VALUE! | #VALUE! | 1.9942e-07 | #VALUE! | #VALUE! | #VALUE! | #VALUE! | #VALUE! | #VALUE! | -1.5902e-10 | #VALUE! | #VALUE! | #VALUE! | #VALUE! | #VALUE! | #VALUE! | 2.8183 | #VALUE! | #VALUE! | #VALUE! | #VALUE! | #VALUE! | #VALUE! | -2.6703e-06 | #VALUE! | #VALUE! | #VALUE! | #VALUE! | #VALUE! | #VALUE! | -0.00029273 | #VALUE! | #VALUE! | #VALUE! | #VALUE! | #VALUE! | #VALUE! | -5.7088e-09 | #VALUE! | #VALUE! | #VALUE! | #VALUE! | #VALUE! | #VALUE! | 1.5946e-07 | #VALUE! | #VALUE! | #VALUE! | #VALUE! | #VALUE! | #VALUE! | 6.6727e-05 | #VALUE! | #VALUE! | #VALUE! | #VALUE! | #VALUE! | #VALUE! | -2.9488e-09 | #VALUE! | #VALUE! | #VALUE! | #VALUE! | #VALUE! | #VALUE! | -1.0738e-05 | #VALUE! | #VALUE! | #VALUE! | #VALUE! | #VALUE! | #VALUE! | 195160.5172 | #VALUE! | #VALUE! | #VALUE! | #VALUE! | #VALUE! | #VALUE! | -1.2673e-09 | #VALUE! | #VALUE! | #VALUE! | #VALUE! | #VALUE! | #VALUE! | 6.5443e-05 | #VALUE! | #VALUE! | #VALUE! | #VALUE! | #VALUE! | #VALUE! | 0.0050486 | #VALUE! | #VALUE! | #VALUE! | #VALUE! | #VALUE! | #VALUE! | -6.4181e-08 | #VALUE! | #VALUE! | #VALUE! | #VALUE! | #VALUE! | #VALUE! | -9.7609e-06 | #VALUE! | #VALUE! | #VALUE! | #VALUE! | #VALUE! | #VALUE! | 0.0019886 | #VALUE! | #VALUE! | #VALUE! | #VALUE! | #VALUE! | #VALUE! | -4.5226e-10 | #VALUE! | #VALUE! | #VALUE! | #VALUE! | #VALUE! | #VALUE! | 7.0518e-05 | #VALUE! | #VALUE! | #VALUE! | #VALUE! | #VALUE! | #VALUE! | 4.0537e-05 | #VALUE! | #VALUE! | #VALUE! | #VALUE! | #VALUE! | #VALUE! | 3.0388e-08 | #VALUE! | #VALUE! | #VALUE! | #VALUE! | #VALUE! | #VALUE! | -8.7382e-06 | #VALUE! | #VALUE! | #VALUE! | #VALUE! | #VALUE! | #VALUE! | 158025.1955 | #VALUE! | #VALUE! | #VALUE! | #VALUE! | #VALUE! | #VALUE! | -1.4625e-09 | #VALUE! | #VALUE! | #VALUE! | #VALUE! | #VALUE! | #VALUE! | 4.7061e-05 | #VALUE! | #VALUE! | #VALUE! | #VALUE! | #VALUE! | #VALUE! | 0.0016426 | #VALUE! | #VALUE! | #VALUE! | #VALUE! | #VALUE! | #VALUE! | -8.4463e-15 | #VALUE! | #VALUE! | #VALUE! | #VALUE! | #VALUE! | #VALUE! | -0.00050409 | #VALUE! | #VALUE! | #VALUE! | #VALUE! | #VALUE! | #VALUE! | 231970.1447 | #VALUE! | #VALUE! | #VALUE! | #VALUE! | #VALUE! | #VALUE! | -1.2557e-09 | #VALUE! | #VALUE! | #VALUE! | #VALUE! | #VALUE! | #VALUE! | 5005.2276 | #VALUE! | #VALUE! | #VALUE! | #VALUE! | #VALUE! | #VALUE! | 0.0022019 | #VALUE! | #VALUE! | #VALUE! | #VALUE! | #VALUE! | #VALUE! | 4.3269e-08 | #VALUE! | #VALUE! | #VALUE! | #VALUE! | #VALUE! | #VALUE! | -0.00060202 | #VALUE! | #VALUE! | #VALUE! | #VALUE! | #VALUE! | #VALUE! | -7.4133e-06 | #VALUE! | #VALUE! | #VALUE! | #VALUE! | #VALUE! | #VALUE! | -4.7951e-09 | #VALUE! | #VALUE! | #VALUE! | #VALUE! | #VALUE! | #VALUE! | 0.0070853 | #VALUE! | #VALUE! | #VALUE! | #VALUE! | #VALUE! | #VALUE! | 0.00034363 | #VALUE! | #VALUE! | #VALUE! | #VALUE! | #VALUE! | #VALUE! | 2.826e-05 | #VALUE! | #VALUE! | #VALUE! | #VALUE! | #VALUE! | #VALUE! | -0.8987 | #VALUE! | #VALUE! | #VALUE! | #VALUE! | #VALUE! | #VALUE! | -0.58194 | #VALUE! | #VALUE! | #VALUE! | #VALUE! | #VALUE! | #VALUE! | 3.6124e-06 | #VALUE! | #VALUE! | #VALUE! | #VALUE! | #VALUE! | #VALUE! | -8.6974e-07 | #VALUE! | #VALUE! | #VALUE! | #VALUE! | #VALUE! | #VALUE! | -3.0396e-05 | #VALUE! | #VALUE! | #VALUE! | #VALUE! | #VALUE! | #VALUE! | -2.4555e-06 | #VALUE! | #VALUE! | #VALUE! | #VALUE! | #VALUE! | #VALUE! | 1.2754e-05 | #VALUE! | #VALUE! | #VALUE! | #VALUE! | #VALUE! | #VALUE! | 1.2834 | #VALUE! | #VALUE! | #VALUE! | #VALUE! | #VALUE! | #VALUE! | -4.9808e-07 | #VALUE! | #VALUE! | #VALUE! | #VALUE! | #VALUE! | #VALUE! | 0.00060718 | #VALUE! | #VALUE! | #VALUE! | #VALUE! | #VALUE! | #VALUE! | 1.5547e-05 | #VALUE! | #VALUE! | #VALUE! | #VALUE! | #VALUE! | #VALUE! | 2.2544e-05 | #VALUE! | #VALUE! | #VALUE! | #VALUE! | #VALUE! | #VALUE! | 4.2818e-06 | #VALUE! | #VALUE! | #VALUE! | #VALUE! | #VALUE! | #VALUE! | -0.46239 | #VALUE! | #VALUE! | #VALUE! | #VALUE! | #VALUE! | #VALUE! | 2.2563e-07 | #VALUE! | #VALUE! | #VALUE! | #VALUE! | #VALUE! | #VALUE! | -3.208e-06 | #VALUE! | #VALUE! | #VALUE! | #VALUE! | #VALUE! | #VALUE! | -0.0020438 | #VALUE! | #VALUE! | #VALUE! | #VALUE! | #VALUE! | #VALUE! | 8.5208e-06 | #VALUE! | #VALUE! | #VALUE! | #VALUE! | #VALUE! | #VALUE! | -9.6281e-06 | #VALUE! | #VALUE! | #VALUE! | #VALUE! | #VALUE! | #VALUE! | 3.2253e-05 | #VALUE! | #VALUE! | #VALUE! | #VALUE! | #VALUE! | #VALUE! | -7.4505e-07 | #VALUE! | #VALUE! | #VALUE! | #VALUE! | #VALUE! | #VALUE! | -4.2732e-05 | #VALUE! | #VALUE! | #VALUE! | #VALUE! | #VALUE! | #VALUE! | -3.6404e-05 | #VALUE! | #VALUE! | #VALUE! | #VALUE! | #VALUE! | #VALUE! | -1.5253e-05 | #VALUE! | #VALUE! | #VALUE! | #VALUE! | #VALUE! | #VALUE! | 8.7585e-05 | #VALUE! | #VALUE! | #VALUE! | #VALUE! | #VALUE! | #VALUE! | 0.7259 | #VALUE! | #VALUE! | #VALUE! | #VALUE! | #VALUE! | #VALUE! | -8.1759e-07 | #VALUE! | #VALUE! | #VALUE! | #VALUE! | #VALUE! | #VALUE! | -1.8821e-06 | #VALUE! | #VALUE! | #VALUE! | #VALUE! | #VALUE! | #VALUE! | 3.565e-05 | #VALUE! | #VALUE! | #VALUE! | #VALUE! | #VALUE! | #VALUE! | 3.2334e-05 | #VALUE! | #VALUE! | #VALUE! | #VALUE! | #VALUE! | #VALUE! | 6.5725e-05 | #VALUE! | #VALUE! | #VALUE! | #VALUE! | #VALUE! | #VALUE! | 0.40627 | #VALUE! | #VALUE! | #VALUE! | #VALUE! | #VALUE! | #VALUE! | -1.5416e-06 | #VALUE! | #VALUE! | #VALUE! | #VALUE! | #VALUE! | #VALUE! | 0.00055978 | #VALUE! | #VALUE! | #VALUE! | #VALUE! | #VALUE! | #VALUE! | 0.0011123 | #VALUE! | #VALUE! | #VALUE! | #VALUE! | #VALUE! | #VALUE! | 2.2103e-09 | #VALUE! | #VALUE! | #VALUE! | #VALUE! | #VALUE! | #VALUE! | 0.00055113 | #VALUE! | #VALUE! | #VALUE! | #VALUE! | #VALUE! | #VALUE! | 7.2328e-05 | #VALUE! | #VALUE! | #VALUE! | #VALUE! | #VALUE! | #VALUE! | -3.5283e-07 | #VALUE! | #VALUE! | #VALUE! | #VALUE! | #VALUE! | #VALUE! | 0.010656 | #VALUE! | #VALUE! | #VALUE! | #VALUE! | #VALUE! | #VALUE! | 0.0013836 | #VALUE! | #VALUE! | #VALUE! | #VALUE! | #VALUE! | #VALUE! | -1.1548e-06 | #VALUE! | #VALUE! | #VALUE! | #VALUE! | #VALUE! | #VALUE! | -2.4293e-05 | #VALUE! | #VALUE! | #VALUE! | #VALUE! | #VALUE! | #VALUE! | 1.0184e-07 | #VALUE! | #VALUE! | #VALUE! | #VALUE! | #VALUE! | #VALUE! | -2.0767e-06 | #VALUE! | #VALUE! | #VALUE! | #VALUE! | #VALUE! | #VALUE! | -0.00053575 | #VALUE! | #VALUE! | #VALUE! | #VALUE! | #VALUE! | #VALUE! | -101450241.212 | #VALUE! | #VALUE! | #VALUE! | #VALUE! | #VALUE! | #VALUE! | 6.6584e-06 | #VALUE! | #VALUE! | #VALUE! | #VALUE! | #VALUE! | #VALUE! | 0.0016348 | #VALUE! | #VALUE! | #VALUE! | #VALUE! | #VALUE! | #VALUE! | 0.0017557 | #VALUE! | #VALUE! | #VALUE! | #VALUE! | #VALUE! | #VALUE! | 4.2196e-08 | #VALUE! | #VALUE! | #VALUE! | #VALUE! | #VALUE! | #VALUE! | 5.0454e-05 | #VALUE! | #VALUE! | #VALUE! | #VALUE! | #VALUE! | #VALUE! | 112307.1761 | #VALUE! | #VALUE! | #VALUE! | #VALUE! | #VALUE! | #VALUE! | -1.1636e-06 | #VALUE! | #VALUE! | #VALUE! | #VALUE! | #VALUE! | #VALUE! | -2.4634e-05 | #VALUE! | #VALUE! | #VALUE! | #VALUE! | #VALUE! | #VALUE! | 4.608e-05 | #VALUE! | #VALUE! | #VALUE! | #VALUE! | #VALUE! | #VALUE! | -3.5576e-06 | #VALUE! | #VALUE! | #VALUE! | #VALUE! | #VALUE! | #VALUE! | 6.7675e-06 | #VALUE! | #VALUE! | #VALUE! | #VALUE! | #VALUE! | #VALUE! | 0.0031701 | #VALUE! | #VALUE! | #VALUE! | #VALUE! | #VALUE! | #VALUE! | -1.642e-06 | #VALUE! | #VALUE! | #VALUE! | #VALUE! | #VALUE! | #VALUE! | 3.2504e-06 | #VALUE! | #VALUE! | #VALUE! | #VALUE! | #VALUE! | #VALUE! | 0.0019435 | #VALUE! | #VALUE! | #VALUE! | #VALUE! | #VALUE! | #VALUE! | -4.1225e-06 | #VALUE! | #VALUE! | #VALUE! | #VALUE! | #VALUE! | #VALUE! | 1.8145e-06 | #VALUE! | #VALUE! | #VALUE! | #VALUE! | #VALUE! | #VALUE! | -0.0044507 | #VALUE! | #VALUE! | #VALUE! | #VALUE! | #VALUE! | #VALUE! | -2.0363e-06 | #VALUE! | #VALUE! | #VALUE! | #VALUE! | #VALUE! | #VALUE! | -3.3984e-05 | #VALUE! | #VALUE! | #VALUE! | #VALUE! | #VALUE! | #VALUE! | 1.0234e-07 | #VALUE! | #VALUE! | #VALUE! | #VALUE! | #VALUE! | #VALUE! | 4.7147e-05 | #VALUE! | #VALUE! | #VALUE! | #VALUE! | #VALUE! | #VALUE! | -1.1019e-05 | #VALUE! | #VALUE! | #VALUE! | #VALUE! | #VALUE! | #VALUE! | -7.883e-06 | #VALUE! | #VALUE! | #VALUE! | #VALUE! | #VALUE! | #VALUE! |  |  |  |  | 0 | 0 | 0 | -2.7252e-05 | #VALUE! | #VALUE! | #VALUE! | #VALUE! | #VALUE! | #VALUE! | -0.83434 | #VALUE! | #VALUE! | #VALUE! | #VALUE! | #VALUE! | #VALUE! | 4.1199e-09 | #VALUE! | #VALUE! | #VALUE! | #VALUE! | #VALUE! | #VALUE! | 1.1596e-05 | #VALUE! | #VALUE! | #VALUE! | #VALUE! | #VALUE! | #VALUE! | -1.0425e-05 | #VALUE! | #VALUE! | #VALUE! | #VALUE! | #VALUE! | #VALUE! | -4.2346e-10 | #VALUE! | #VALUE! | #VALUE! | #VALUE! | #VALUE! | #VALUE! | 1.5672e-06 | #VALUE! | #VALUE! | #VALUE! | #VALUE! | #VALUE! | #VALUE! | 1.127 | #VALUE! | #VALUE! | #VALUE! | #VALUE! | #VALUE! | #VALUE! | -7.2037e-09 | #VALUE! | #VALUE! | #VALUE! | #VALUE! | #VALUE! | #VALUE! | -5.6702e-05 | #VALUE! | #VALUE! | #VALUE! | #VALUE! | #VALUE! | #VALUE! | 4.3233e-05 | #VALUE! | #VALUE! | #VALUE! | #VALUE! | #VALUE! | #VALUE! |  |  |  |  | 0 | 0 | 0 | 5.4495e-05 | #VALUE! | #VALUE! | #VALUE! | #VALUE! | #VALUE! | #VALUE! | -0.78888 | #VALUE! | #VALUE! | #VALUE! | #VALUE! | #VALUE! | #VALUE! | 2.711e-09 | #VALUE! | #VALUE! | #VALUE! | #VALUE! | #VALUE! | #VALUE! | 7.4973e-05 | #VALUE! | #VALUE! | #VALUE! | #VALUE! | #VALUE! | #VALUE! | 7.5468e-05 | #VALUE! | #VALUE! | #VALUE! | #VALUE! | #VALUE! | #VALUE! | -1.256e-09 | #VALUE! | #VALUE! | #VALUE! | #VALUE! | #VALUE! | #VALUE! | 2.6229e-05 | #VALUE! | #VALUE! | #VALUE! | #VALUE! | #VALUE! | #VALUE! | -0.60626 | #VALUE! | #VALUE! | #VALUE! | #VALUE! | #VALUE! | #VALUE! | -8.2661e-10 | #VALUE! | #VALUE! | #VALUE! | #VALUE! | #VALUE! | #VALUE! | 0.0022211 | #VALUE! | #VALUE! | #VALUE! | #VALUE! | #VALUE! | #VALUE! | -8.226e-05 | #VALUE! | #VALUE! | #VALUE! | #VALUE! | #VALUE! | #VALUE! | -2.0021e-09 | #VALUE! | #VALUE! | #VALUE! | #VALUE! | #VALUE! | #VALUE! | -2.1845e-06 | #VALUE! | #VALUE! | #VALUE! | #VALUE! | #VALUE! | #VALUE! | 1.6018 | #VALUE! | #VALUE! | #VALUE! | #VALUE! | #VALUE! | #VALUE! | 4.6465e-12 | #VALUE! | #VALUE! | #VALUE! | #VALUE! | #VALUE! | #VALUE! | -0.00016619 | #VALUE! | #VALUE! | #VALUE! | #VALUE! | #VALUE! | #VALUE! | -0.00012629 | #VALUE! | #VALUE! | #VALUE! | #VALUE! | #VALUE! | #VALUE! | -5.6665e-10 | #VALUE! | #VALUE! | #VALUE! | #VALUE! | #VALUE! | #VALUE! | 1.9699e-06 | #VALUE! | #VALUE! | #VALUE! | #VALUE! | #VALUE! | #VALUE! | -1.0922 | #VALUE! | #VALUE! | #VALUE! | #VALUE! | #VALUE! | #VALUE! | 4.4679e-08 | #VALUE! | #VALUE! | #VALUE! | #VALUE! | #VALUE! | #VALUE! | -0.00042778 | #VALUE! | #VALUE! | #VALUE! | #VALUE! | #VALUE! | #VALUE! | -5.5716e-05 | #VALUE! | #VALUE! | #VALUE! | #VALUE! | #VALUE! | #VALUE! | 4.8785e-09 | #VALUE! | #VALUE! | #VALUE! | #VALUE! | #VALUE! | #VALUE! |  |  |  |  | 0 | 0 | 0 | -0.00079257 | #VALUE! | #VALUE! | #VALUE! | #VALUE! | #VALUE! | #VALUE! | -3.1831e-07 | #VALUE! | #VALUE! | #VALUE! | #VALUE! | #VALUE! | #VALUE! |  |  |  |  | 0 | 0 | 0 | -1.6105e-06 | #VALUE! | #VALUE! | #VALUE! | #VALUE! | #VALUE! | #VALUE! |  |  |  |  | 0 | 0 | 0 |  |  |  |  | 0 | 0 | 0 | -0.0010136 | #VALUE! | #VALUE! | #VALUE! | #VALUE! | #VALUE! | #VALUE! | 5.8057e-12 | #VALUE! | #VALUE! | #VALUE! | #VALUE! | #VALUE! | #VALUE! | -5.0851e-11 | #VALUE! | #VALUE! | #VALUE! | #VALUE! | #VALUE! | #VALUE! |  |  |  |  | 0 | 0 | 0 |  |  |  |  | 0 | 0 | 0 |  |  |  |  | 0 | 0 | 0 | -3.4117e-06 | #VALUE! | #VALUE! | #VALUE! | #VALUE! | #VALUE! | #VALUE! |  |  |  |  | 0 | 0 | 0 | 9.6586e-06 | #VALUE! | #VALUE! | #VALUE! | #VALUE! | #VALUE! | #VALUE! |  |  |  |  | 0 | 0 | 0 | 6.9892e-09 | #VALUE! | #VALUE! | #VALUE! | #VALUE! | #VALUE! | #VALUE! |  |  |  |  | 0 | 0 | 0 | -3.1955e-06 | #VALUE! | #VALUE! | #VALUE! | #VALUE! | #VALUE! | #VALUE! | 3.211e-09 | #VALUE! | #VALUE! | #VALUE! | #VALUE! | #VALUE! | #VALUE! | -0.00064393 | #VALUE! | #VALUE! | #VALUE! | #VALUE! | #VALUE! | #VALUE! | 0.0022988 | #VALUE! | #VALUE! | #VALUE! | #VALUE! | #VALUE! | #VALUE! | -5.072e-09 | #VALUE! | #VALUE! | #VALUE! | #VALUE! | #VALUE! | #VALUE! | 9.464e-08 | #VALUE! | #VALUE! | #VALUE! | #VALUE! | #VALUE! | #VALUE! | 0.0026658 | #VALUE! | #VALUE! | #VALUE! | #VALUE! | #VALUE! | #VALUE! | 6.5562e-08 | #VALUE! | #VALUE! | #VALUE! | #VALUE! | #VALUE! | #VALUE! |  |  |  |  | 0 | 0 | 0 | -8.6198e-06 | #VALUE! | #VALUE! | #VALUE! | #VALUE! | #VALUE! | #VALUE! | -3.6967e-09 | #VALUE! | #VALUE! | #VALUE! | #VALUE! | #VALUE! | #VALUE! |  |  |  |  | 0 | 0 | 0 | 0.00043169 | #VALUE! | #VALUE! | #VALUE! | #VALUE! | #VALUE! | #VALUE! | -5.9636e-09 | #VALUE! | #VALUE! | #VALUE! | #VALUE! | #VALUE! | #VALUE!
|  |  | 0 | 0 | 0 | 0.00053437 | #VALUE! | #VALUE! | #VALUE! | #VALUE! | #VALUE! | #VALUE! | -2.7536e-05 | #VALUE! | #VALUE! | #VALUE! | #VALUE! | #VALUE! | #VALUE! | 2.7831e-05 | #VALUE! | #VALUE! | #VALUE! | #VALUE! | #VALUE! | #VALUE! | 0.06603 | #VALUE! | #VALUE! | #VALUE! | #VALUE! | #VALUE! | #VALUE! | 0.13606 | #VALUE! | #VALUE! | #VALUE! | #VALUE! | #VALUE! | #VALUE! | 1.6084e-07 | #VALUE! | #VALUE! | #VALUE! | #VALUE! | #VALUE! | #VALUE! | 4.5808e-07 | #VALUE! | #VALUE! | #VALUE! | #VALUE! | #VALUE! | #VALUE! | 0.00025071 | #VALUE! | #VALUE! | #VALUE! | #VALUE! | #VALUE! | #VALUE! | 1.57e-06 | #VALUE! | #VALUE! | #VALUE! | #VALUE! | #VALUE! | #VALUE! | -0.85098 | #VALUE! | #VALUE! | #VALUE! | #VALUE! | #VALUE! | #VALUE! | 0.1583 | #VALUE! | #VALUE! | #VALUE! | #VALUE! | #VALUE! | #VALUE! | 1.5369e-06 | #VALUE! | #VALUE! | #VALUE! | #VALUE! | #VALUE! | #VALUE! | 1.3395e-06 | #VALUE! | #VALUE! | #VALUE! | #VALUE! | #VALUE! | #VALUE! | -2.7936e-06 | #VALUE! | #VALUE! | #VALUE! | #VALUE! | #VALUE! | #VALUE! | 1.4672e-08 | #VALUE! | #VALUE! | #VALUE! | #VALUE! | #VALUE! | #VALUE! | -0.52472 | #VALUE! | #VALUE! | #VALUE! | #VALUE! | #VALUE! | #VALUE! | -1.9501e-05 | #VALUE! | #VALUE! | #VALUE! | #VALUE! | #VALUE! | #VALUE! | -3.1785e-07 | #VALUE! | #VALUE! | #VALUE! | #VALUE! | #VALUE! | #VALUE! | 4.092e-07 | #VALUE! | #VALUE! | #VALUE! | #VALUE! | #VALUE! | #VALUE! | -2.6347e-06 | #VALUE! | #VALUE! | #VALUE! | #VALUE! | #VALUE! | #VALUE! | -2.201e-06 | #VALUE! | #VALUE! | #VALUE! | #VALUE! | #VALUE! | #VALUE! | -0.70102 | #VALUE! | #VALUE! | #VALUE! | #VALUE! | #VALUE! | #VALUE! | -0.47557 | #VALUE! | #VALUE! | #VALUE! | #VALUE! | #VALUE! | #VALUE! | 0.070249 | #VALUE! | #VALUE! | #VALUE! | #VALUE! | #VALUE! | #VALUE! | 5.4247e-07 | #VALUE! | #VALUE! | #VALUE! | #VALUE! | #VALUE! | #VALUE! | -8.9164e-06 | #VALUE! | #VALUE! | #VALUE! | #VALUE! | #VALUE! | #VALUE! | 1.6533e-07 | #VALUE! | #VALUE! | #VALUE! | #VALUE! | #VALUE! | #VALUE! | -4.4961e-06 | #VALUE! | #VALUE! | #VALUE! | #VALUE! | #VALUE! | #VALUE! | -0.74871 | #VALUE! | #VALUE! | #VALUE! | #VALUE! | #VALUE! | #VALUE! | 4.7927e-07 | #VALUE! | #VALUE! | #VALUE! | #VALUE! | #VALUE! | #VALUE! | 9.7685e-06 | #VALUE! | #VALUE! | #VALUE! | #VALUE! | #VALUE! | #VALUE! | -1.4011e-05 | #VALUE! | #VALUE! | #VALUE! | #VALUE! | #VALUE! | #VALUE! | 2.5071e-07 | #VALUE! | #VALUE! | #VALUE! | #VALUE! | #VALUE! | #VALUE! | 3.2958 | #VALUE! | #VALUE! | #VALUE! | #VALUE! | #VALUE! | #VALUE! | -2.5254e-05 | #VALUE! | #VALUE! | #VALUE! | #VALUE! | #VALUE! | #VALUE! | -3.9958e-07 | #VALUE! | #VALUE! | #VALUE! | #VALUE! | #VALUE! | #VALUE! | -2.541 | #VALUE! | #VALUE! | #VALUE! | #VALUE! | #VALUE! | #VALUE! | 0.00013491 | #VALUE! | #VALUE! | #VALUE! | #VALUE! | #VALUE! | #VALUE! | 1.4164e-05 | #VALUE! | #VALUE! | #VALUE! | #VALUE! | #VALUE! | #VALUE! | 7.0928 | #VALUE! | #VALUE! | #VALUE! | #VALUE! | #VALUE! | #VALUE! | 1.1436e-07 | #VALUE! | #VALUE! | #VALUE! | #VALUE! | #VALUE! | #VALUE! | -1.614e-06 | #VALUE! | #VALUE! | #VALUE! | #VALUE! | #VALUE! | #VALUE! | -1.3753e-07 | #VALUE! | #VALUE! | #VALUE! | #VALUE! | #VALUE! | #VALUE! | 0.0017456 | #VALUE! | #VALUE! | #VALUE! | #VALUE! | #VALUE! | #VALUE! | -3.7989e-06 | #VALUE! | #VALUE! | #VALUE! | #VALUE! | #VALUE! | #VALUE! | 0.078014 | #VALUE! | #VALUE! | #VALUE! | #VALUE! | #VALUE! | #VALUE! | -4.6648e-05 | #VALUE! | #VALUE! | #VALUE! | #VALUE! | #VALUE! | #VALUE! | -0.10233 | #VALUE! | #VALUE! | #VALUE! | #VALUE! | #VALUE! | #VALUE! | -4.8573 | #VALUE! | #VALUE! | #VALUE! | #VALUE! | #VALUE! | #VALUE! | 5.5849e-07 | #VALUE! | #VALUE! | #VALUE! | #VALUE! | #VALUE! | #VALUE! | -1.2558e-06 | #VALUE! | #VALUE! | #VALUE! | #VALUE! | #VALUE! | #VALUE! | -1.4465e-05 | #VALUE! | #VALUE! | #VALUE! | #VALUE! | #VALUE! | #VALUE! | -2.8244e-05 | #VALUE! | #VALUE! | #VALUE! | #VALUE! | #VALUE! | #VALUE! | -2.6699e-06 | #VALUE! | #VALUE! | #VALUE! | #VALUE! | #VALUE! | #VALUE! | 8.4861e-07 | #VALUE! | #VALUE! | #VALUE! | #VALUE! | #VALUE! | #VALUE! | 3.6291e-05 | #VALUE! | #VALUE! | #VALUE! | #VALUE! | #VALUE! | #VALUE! | 3.6401e-07 | #VALUE! | #VALUE! | #VALUE! | #VALUE! | #VALUE! | #VALUE! | 0.031119 | #VALUE! | #VALUE! | #VALUE! | #VALUE! | #VALUE! | #VALUE! | 4.3473e-05 | #VALUE! | #VALUE! | #VALUE! | #VALUE! | #VALUE! | #VALUE! | 0.078245 | #VALUE! | #VALUE! | #VALUE! | #VALUE! | #VALUE! | #VALUE! | 8.3553e-07 | #VALUE! | #VALUE! | #VALUE! | #VALUE! | #VALUE! | #VALUE! | 0.00049117 | #VALUE! | #VALUE! | #VALUE! | #VALUE! | #VALUE! | #VALUE! | 5.2589e-06 | #VALUE! | #VALUE! | #VALUE! | #VALUE! | #VALUE! | #VALUE! | -0.7632 | #VALUE! | #VALUE! | #VALUE! | #VALUE! | #VALUE! | #VALUE! | 0.0003353 | #VALUE! | #VALUE! | #VALUE! | #VALUE! | #VALUE! | #VALUE! | 3.5437e-06 | #VALUE! | #VALUE! | #VALUE! | #VALUE! | #VALUE! | #VALUE! | 2.2905e-05 | #VALUE! | #VALUE! | #VALUE! | #VALUE! | #VALUE! | #VALUE! | 0.0014612 | #VALUE! | #VALUE! | #VALUE! | #VALUE! | #VALUE! | #VALUE! | -3.1808e-07 | #VALUE! | #VALUE! | #VALUE! | #VALUE! | #VALUE! | #VALUE! | -0.00011619 | #VALUE! | #VALUE! | #VALUE! | #VALUE! | #VALUE! | #VALUE! | 0.00032696 | #VALUE! | #VALUE! | #VALUE! | #VALUE! | #VALUE! | #VALUE! | -2.9996e-06 | #VALUE! | #VALUE! | #VALUE! | #VALUE! | #VALUE! | #VALUE! | 1.5021e-05 | #VALUE! | #VALUE! | #VALUE! | #VALUE! | #VALUE! | #VALUE! | -3.6005e-06 | #VALUE! | #VALUE! | #VALUE! | #VALUE! | #VALUE! | #VALUE! | -5.8342e-15 | #VALUE! | #VALUE! | #VALUE! | #VALUE! | #VALUE! | #VALUE! | -0.45793 | #VALUE! | #VALUE! | #VALUE! | #VALUE! | #VALUE! | #VALUE! | 8.9153e-05 | #VALUE! | #VALUE! | #VALUE! | #VALUE! | #VALUE! | #VALUE! | -1.2108e-08 | #VALUE! | #VALUE! | #VALUE! | #VALUE! | #VALUE! | #VALUE! | 2.0371e-05 | #VALUE! | #VALUE! | #VALUE! | #VALUE! | #VALUE! | #VALUE! | 7.5791e-05 | #VALUE! | #VALUE! | #VALUE! | #VALUE! | #VALUE! | #VALUE! | 2.4925e-11 | #VALUE! | #VALUE! | #VALUE! | #VALUE! | #VALUE! | #VALUE! | -6.8482e-06 | #VALUE! | #VALUE! | #VALUE! | #VALUE! | #VALUE! | #VALUE! | 8.6671e-05 | #VALUE! | #VALUE! | #VALUE! | #VALUE! | #VALUE! | #VALUE! | -3.3193e-09 | #VALUE! | #VALUE! | #VALUE! | #VALUE! | #VALUE! | #VALUE! | 2.0838e-05 | #VALUE! | #VALUE! | #VALUE! | #VALUE! | #VALUE! | #VALUE! | 0.00019939 | #VALUE! | #VALUE! | #VALUE! | #VALUE! | #VALUE! | #VALUE! | 3.6101e-08 | #VALUE! | #VALUE! | #VALUE! | #VALUE! | #VALUE! | #VALUE! | 8.55e-06 | #VALUE! | #VALUE! | #VALUE! | #VALUE! | #VALUE! | #VALUE! | 0.00011778 | #VALUE! | #VALUE! | #VALUE! | #VALUE! | #VALUE! | #VALUE! | -1.2337e-09 | #VALUE! | #VALUE! | #VALUE! | #VALUE! | #VALUE! | #VALUE! | 7.3684e-06 | #VALUE! | #VALUE! | #VALUE! | #VALUE! | #VALUE! | #VALUE! | -4.381e-06 | #VALUE! | #VALUE! | #VALUE! | #VALUE! | #VALUE! | #VALUE! | 4.1293 | #VALUE! | #VALUE! | #VALUE! | #VALUE! | #VALUE! | #VALUE! | -2.2305e-06 | #VALUE! | #VALUE! | #VALUE! | #VALUE! | #VALUE! | #VALUE! | 6.8131e-05 | #VALUE! | #VALUE! | #VALUE! | #VALUE! | #VALUE! | #VALUE! | 1.3868e-09 | #VALUE! | #VALUE! | #VALUE! | #VALUE! | #VALUE! | #VALUE! | 1.9559e-05 | #VALUE! | #VALUE! | #VALUE! | #VALUE! | #VALUE! | #VALUE! | -4.7988e-06 | #VALUE! | #VALUE! | #VALUE! | #VALUE! | #VALUE! | #VALUE! | 4.926e-08 | #VALUE! | #VALUE! | #VALUE! | #VALUE! | #VALUE! | #VALUE! | -7.2203e-07 | #VALUE! | #VALUE! | #VALUE! | #VALUE! | #VALUE! | #VALUE! | 3.1533e-05 | #VALUE! | #VALUE! | #VALUE! | #VALUE! | #VALUE! | #VALUE! | -4.5908e-09 | #VALUE! | #VALUE! | #VALUE! | #VALUE! | #VALUE! | #VALUE! | 0.00068501 | #VALUE! | #VALUE! | #VALUE! | #VALUE! | #VALUE! | #VALUE! | -7.3521e-05 | #VALUE! | #VALUE! | #VALUE! | #VALUE! | #VALUE! | #VALUE! | 3.8175e-08 | #VALUE! | #VALUE! | #VALUE! | #VALUE! | #VALUE! | #VALUE! | 3.1834e-06 | #VALUE! | #VALUE! | #VALUE! | #VALUE! | #VALUE! | #VALUE! | -0.57518 | #VALUE! | #VALUE! | #VALUE! | #VALUE! | #VALUE! | #VALUE! | 1.0235e-09 | #VALUE! | #VALUE! | #VALUE! | #VALUE! | #VALUE! | #VALUE! | 11660.6468 | #VALUE! | #VALUE! | #VALUE! | #VALUE! | #VALUE! | #VALUE! | -4.4908e-06 | #VALUE! | #VALUE! | #VALUE! | #VALUE! | #VALUE! | #VALUE! | 3.3164e-08 | #VALUE! | #VALUE! | #VALUE! | #VALUE! | #VALUE! | #VALUE! | 2.7579e-08 | #VALUE! | #VALUE! | #VALUE! | #VALUE! | #VALUE! | #VALUE! | 214953.104 | #VALUE! | #VALUE! | #VALUE! | #VALUE! | #VALUE! | #VALUE! | 3.4895e-08 | #VALUE! | #VALUE! | #VALUE! | #VALUE! | #VALUE! | #VALUE! | -0.0012619 | #VALUE! | #VALUE! | #VALUE! | #VALUE! | #VALUE! | #VALUE! | -5.0209e-06 | #VALUE! | #VALUE! | #VALUE! | #VALUE! | #VALUE! | #VALUE! | 6.9648e-08 | #VALUE! | #VALUE! | #VALUE! | #VALUE! | #VALUE! | #VALUE! | -0.00011046 | #VALUE! | #VALUE! | #VALUE! | #VALUE! | #VALUE! | #VALUE! | 0.00025717 | #VALUE! | #VALUE! | #VALUE! | #VALUE! | #VALUE! | #VALUE! | 4.6451e-08 | #VALUE! | #VALUE! | #VALUE! | #VALUE! | #VALUE! | #VALUE! | 2.6053e-07 | #VALUE! | #VALUE! | #VALUE! | #VALUE! | #VALUE! | #VALUE! | -1.6575e-10 | #VALUE! | #VALUE! | #VALUE! | #VALUE! | #VALUE! | #VALUE! | -8.0876e-15 | #VALUE! | #VALUE! | #VALUE! | #VALUE! | #VALUE! | #VALUE! | -0.00012651 | #VALUE! | #VALUE! | #VALUE! | #VALUE! | #VALUE! | #VALUE! | -0.0012031 | #VALUE! | #VALUE! | #VALUE! | #VALUE! | #VALUE! | #VALUE! | 1.2802e-06 | #VALUE! | #VALUE! | #VALUE! | #VALUE! | #VALUE! | #VALUE! | 2.3544e-07 | #VALUE! | #VALUE! | #VALUE! | #VALUE! | #VALUE! | #VALUE! | -5.1491e-06 | #VALUE! | #VALUE! | #VALUE! | #VALUE! | #VALUE! | #VALUE! | -5.6377e-09 | #VALUE! | #VALUE! | #VALUE! | #VALUE! | #VALUE! | #VALUE! | -1.0825e-05 | #VALUE! | #VALUE! | #VALUE! | #VALUE! | #VALUE! | #VALUE! | 0.00026697 | #VALUE! | #VALUE! | #VALUE! | #VALUE! | #VALUE! | #VALUE! | 5.4905e-08 | #VALUE! | #VALUE! | #VALUE! | #VALUE! | #VALUE! | #VALUE! | 6.1835e-05 | #VALUE! | #VALUE! | #VALUE! | #VALUE! | #VALUE! | #VALUE! | 0.0012924 | #VALUE! | #VALUE! | #VALUE! | #VALUE! | #VALUE! | #VALUE! | -5.4871e-10 | #VALUE! | #VALUE! | #VALUE! | #VALUE! | #VALUE! | #VALUE! | 3576.5934 | #VALUE! | #VALUE! | #VALUE! | #VALUE! | #VALUE! | #VALUE! | 0.00033672 | #VALUE! | #VALUE! | #VALUE! | #VALUE! | #VALUE! | #VALUE! | 4.5921e-12 | #VALUE! | #VALUE! | #VALUE! | #VALUE! | #VALUE! | #VALUE! | 2.3588e-05 | #VALUE! | #VALUE! | #VALUE! | #VALUE! | #VALUE! | #VALUE! | 0.0015782 | #VALUE! | #VALUE! | #VALUE! | #VALUE! | #VALUE! | #VALUE! | -4.6634e-09 | #VALUE! | #VALUE! | #VALUE! | #VALUE! | #VALUE! | #VALUE! | -3.8576e-12 | #VALUE! | #VALUE! | #VALUE! | #VALUE! | #VALUE! | #VALUE! | -0.00013273 | #VALUE! | #VALUE! | #VALUE! | #VALUE! | #VALUE! | #VALUE! | 4.7714e-09 | #VALUE! | #VALUE! | #VALUE! | #VALUE! | #VALUE! | #VALUE! | 3.5889e-05 | #VALUE! | #VALUE! | #VALUE! | #VALUE! | #VALUE! | #VALUE! | 0.00039009 | #VALUE! | #VALUE! | #VALUE! | #VALUE! | #VALUE! | #VALUE! | 7.5174e-06 | #VALUE! | #VALUE! | #VALUE! | #VALUE! | #VALUE! | #VALUE! | 6.2589 | #VALUE! | #VALUE! | #VALUE! | #VALUE! | #VALUE! | #VALUE! | -9.7124e-06 | #VALUE! | #VALUE! | #VALUE! | #VALUE! | #VALUE! | #VALUE! | -1.1441e-05 | #VALUE! | #VALUE! | #VALUE! | #VALUE! | #VALUE! | #VALUE! | -3.8095e-05 | #VALUE! | #VALUE! | #VALUE! | #VALUE! | #VALUE! | #VALUE! | -1.849e-05 | #VALUE! | #VALUE! | #VALUE! | #VALUE! | #VALUE! | #VALUE! | -1.1093e-05 | #VALUE! | #VALUE! | #VALUE! | #VALUE! | #VALUE! | #VALUE! | 3.8832e-06 | #VALUE! | #VALUE! | #VALUE! | #VALUE! | #VALUE! | #VALUE! | 2.2689 | #VALUE! | #VALUE! | #VALUE! | #VALUE! | #VALUE! | #VALUE! | 2.9687e-07 | #VALUE! | #VALUE! | #VALUE! | #VALUE! | #VALUE! | #VALUE! | 6.3577e-07 | #VALUE! | #VALUE! | #VALUE! | #VALUE! | #VALUE! | #VALUE! | 3.5417e-05 | #VALUE! | #VALUE! | #VALUE! | #VALUE! | #VALUE! | #VALUE! | 5.4908e-06 | #VALUE! | #VALUE! | #VALUE! | #VALUE! | #VALUE! | #VALUE! | 1.7137e-05 | #VALUE! | #VALUE! | #VALUE! | #VALUE! | #VALUE! | #VALUE! | 7.1702e-05 | #VALUE! | #VALUE! | #VALUE! | #VALUE! | #VALUE! | #VALUE! | -9.4369e-07 | #VALUE! | #VALUE! | #VALUE! | #VALUE! | #VALUE! | #VALUE! | 3.1369e-05 | #VALUE! | #VALUE! | #VALUE! | #VALUE! | #VALUE! | #VALUE! | 150224.4529 | #VALUE! | #VALUE! | #VALUE! | #VALUE! | #VALUE! | #VALUE! | 1.0484e-05 | #VALUE! | #VALUE! | #VALUE! | #VALUE! | #VALUE! | #VALUE! | 6.1861e-05 | #VALUE! | #VALUE! | #VALUE! | #VALUE! | #VALUE! | #VALUE! | 0.00011766 | #VALUE! | #VALUE! | #VALUE! | #VALUE! | #VALUE! | #VALUE! | 3.6245e-07 | #VALUE! | #VALUE! | #VALUE! | #VALUE! | #VALUE! | #VALUE! | 0.0005153 | #VALUE! | #VALUE! | #VALUE! | #VALUE! | #VALUE! | #VALUE! | 1.8005e-05 | #VALUE! | #VALUE! | #VALUE! | #VALUE! | #VALUE! | #VALUE! | 9.3798e-06 | #VALUE! | #VALUE! | #VALUE! | #VALUE! | #VALUE! | #VALUE! | 0.00038437 | #VALUE! | #VALUE! | #VALUE! | #VALUE! | #VALUE! | #VALUE! | 1.2682 | #VALUE! | #VALUE! | #VALUE! | #VALUE! | #VALUE! | #VALUE! | -4.3064e-07 | #VALUE! | #VALUE! | #VALUE! | #VALUE! | #VALUE! | #VALUE! | -4.4123e-06 | #VALUE! | #VALUE! | #VALUE! | #VALUE! | #VALUE! | #VALUE! | 6.7304e-07 | #VALUE! | #VALUE! | #VALUE! | #VALUE! | #VALUE! | #VALUE! | 1.9462e-09 | #VALUE! | #VALUE! | #VALUE! | #VALUE! | #VALUE! | #VALUE! | -0.00039115 | #VALUE! | #VALUE! | #VALUE! | #VALUE! | #VALUE! | #VALUE! | 0.75748 | #VALUE! | #VALUE! | #VALUE! | #VALUE! | #VALUE! | #VALUE! | -5.0034e-07 | #VALUE! | #VALUE! | #VALUE! | #VALUE! | #VALUE! | #VALUE! | -0.00020712 | #VALUE! | #VALUE! | #VALUE! | #VALUE! | #VALUE! | #VALUE! | -0.003998 | #VALUE! | #VALUE! | #VALUE! | #VALUE! | #VALUE! | #VALUE! | 0.00039737 | #VALUE! | #VALUE! | #VALUE! | #VALUE! | #VALUE! | #VALUE! | -2.67e-05 | #VALUE! | #VALUE! | #VALUE! | #VALUE! | #VALUE! | #VALUE! | 1.243e-07 | #VALUE! | #VALUE! | #VALUE! | #VALUE! | #VALUE! | #VALUE! | 5.3589e-05 | #VALUE! | #VALUE! | #VALUE! | #VALUE! | #VALUE! | #VALUE! | 4.5615e-05 | #VALUE! | #VALUE! | #VALUE! | #VALUE! | #VALUE! | #VALUE! | -0.0049191 | #VALUE! | #VALUE! | #VALUE! | #VALUE! | #VALUE! | #VALUE! | -7.6192e-06 | #VALUE! | #VALUE! | #VALUE! | #VALUE! | #VALUE! | #VALUE! | -1.43e-06 | #VALUE! | #VALUE! | #VALUE! | #VALUE! | #VALUE! | #VALUE! | -6.9749e-05 | #VALUE! | #VALUE! | #VALUE! | #VALUE! | #VALUE! | #VALUE! | 9.4931e-07 | #VALUE! | #VALUE! | #VALUE! | #VALUE! | #VALUE! | #VALUE! | 0.00048378 | #VALUE! | #VALUE! | #VALUE! | #VALUE! | #VALUE! | #VALUE! | 1.7494e-05 | #VALUE! | #VALUE! | #VALUE! | #VALUE! | #VALUE! | #VALUE! | -2.1035e-07 | #VALUE! | #VALUE! | #VALUE! | #VALUE! | #VALUE! | #VALUE! | -4.9105e-05 | #VALUE! | #VALUE! | #VALUE! | #VALUE! | #VALUE! | #VALUE! | -0.0029578 | #VALUE! | #VALUE! | #VALUE! | #VALUE! | #VALUE! | #VALUE! | -2.6319e-05 | #VALUE! | #VALUE! | #VALUE! | #VALUE! | #VALUE! | #VALUE! | -5.9753e-05 | #VALUE! | #VALUE! | #VALUE! | #VALUE! | #VALUE! | #VALUE! | -7.7011e-05 | #VALUE! | #VALUE! | #VALUE! | #VALUE! | #VALUE! | #VALUE! | -4.4266e-06 | #VALUE! | #VALUE! | #VALUE! | #VALUE! | #VALUE! | #VALUE! | -2.2536e-07 | #VALUE! | #VALUE! | #VALUE! | #VALUE! | #VALUE! | #VALUE! | 9.6673e-08 | #VALUE! | #VALUE! | #VALUE! | #VALUE! | #VALUE! | #VALUE! | -6.5826e-06 | #VALUE! | #VALUE! | #VALUE! | #VALUE! | #VALUE! | #VALUE! | -2.5511e-08 | #VALUE! | #VALUE! | #VALUE! | #VALUE! | #VALUE! | #VALUE! | -1.1547e-10 | #VALUE! | #VALUE! | #VALUE! | #VALUE! | #VALUE! | #VALUE! | -8.0854e-06 | #VALUE! | #VALUE! | #VALUE! | #VALUE! | #VALUE! | #VALUE! | -3.3249e-05 | #VALUE! | #VALUE! | #VALUE! | #VALUE! | #VALUE! | #VALUE! | -0.0037387 | #VALUE! | #VALUE! | #VALUE! | #VALUE! | #VALUE! | #VALUE! | -4.26e-06 | #VALUE! | #VALUE! | #VALUE! | #VALUE! | #VALUE! | #VALUE! | -2.2587e-07 | #VALUE! | #VALUE! | #VALUE! | #VALUE! | #VALUE! | #VALUE! | 0.0045958 | #VALUE! | #VALUE! | #VALUE! | #VALUE! | #VALUE! | #VALUE! | -5.3473e-06 | #VALUE! | #VALUE! | #VALUE! | #VALUE! | #VALUE! | #VALUE! | 6.5633e-06 | #VALUE! | #VALUE! | #VALUE! | #VALUE! | #VALUE! | #VALUE! | 0.00034961 | #VALUE! | #VALUE! | #VALUE! | #VALUE! | #VALUE! | #VALUE! | 3.3849e-10 | #VALUE! | #VALUE! | #VALUE! | #VALUE! | #VALUE! | #VALUE! | 4.0389e-07 | #VALUE! | #VALUE! | #VALUE! | #VALUE! | #VALUE! | #VALUE! | -1.7625e-05 | #VALUE! | #VALUE! | #VALUE! | #VALUE! | #VALUE! | #VALUE! |  |  |  |  | 0 | 0 | 0 | 1.9926e-05 | #VALUE! | #VALUE! | #VALUE! | #VALUE! | #VALUE! | #VALUE! | 8.1853e-05 | #VALUE! | #VALUE! | #VALUE! | #VALUE! | #VALUE! | #VALUE! | 2.3606e-08 | #VALUE! | #VALUE! | #VALUE! | #VALUE! | #VALUE! | #VALUE! | 6.7255e-05 | #VALUE! | #VALUE! | #VALUE! | #VALUE! | #VALUE! | #VALUE! | -1.6854e-05 | #VALUE! | #VALUE! | #VALUE! | #VALUE! | #VALUE! | #VALUE! | 4.5386e-08 | #VALUE! | #VALUE! | #VALUE! | #VALUE! | #VALUE! | #VALUE! | 3.5608e-06 | #VALUE! | #VALUE! | #VALUE! | #VALUE! | #VALUE! | #VALUE! | 1.5751 | #VALUE! | #VALUE! | #VALUE! | #VALUE! | #VALUE! | #VALUE! | 5.6699 | #VALUE! | #VALUE! | #VALUE! | #VALUE! | #VALUE! | #VALUE! | 0.00023795 | #VALUE! | #VALUE! | #VALUE! | #VALUE! | #VALUE! | #VALUE! | 7.216e-05 | #VALUE! | #VALUE! | #VALUE! | #VALUE! | #VALUE! | #VALUE! |  |  |  |  | 0 | 0 | 0 | 0.00059935 | #VALUE! | #VALUE! | #VALUE! | #VALUE! | #VALUE! | #VALUE! | 9.1968e-06 | #VALUE! | #VALUE! | #VALUE! | #VALUE! | #VALUE! | #VALUE! | 1.0509e-08 | #VALUE! | #VALUE! | #VALUE! | #VALUE! | #VALUE! | #VALUE! | 6.6224e-06 | #VALUE! | #VALUE! | #VALUE! | #VALUE! | #VALUE! | #VALUE! | 5.5041e-07 | #VALUE! | #VALUE! | #VALUE! | #VALUE! | #VALUE! | #VALUE! | 5.74e-08 | #VALUE! | #VALUE! | #VALUE! | #VALUE! | #VALUE! | #VALUE! | 0.00044259 | #VALUE! | #VALUE! | #VALUE! | #VALUE! | #VALUE! | #VALUE! | 7.3343e-05 | #VALUE! | #VALUE! | #VALUE! | #VALUE! | #VALUE! | #VALUE! | -5.3649e-09 | #VALUE! | #VALUE! | #VALUE! | #VALUE! | #VALUE! | #VALUE! | -0.00011113 | #VALUE! | #VALUE! | #VALUE! | #VALUE! | #VALUE! | #VALUE! | 2.0466e-05 | #VALUE! | #VALUE! | #VALUE! | #VALUE! | #VALUE! | #VALUE! | -6.4094e-10 | #VALUE! | #VALUE! | #VALUE! | #VALUE! | #VALUE! | #VALUE! | -2.8639e-05 | #VALUE! | #VALUE! | #VALUE! | #VALUE! | #VALUE! | #VALUE! | -0.83278 | #VALUE! | #VALUE! | #VALUE! | #VALUE! | #VALUE! | #VALUE! | -6.0983e-09 | #VALUE! | #VALUE! | #VALUE! | #VALUE! | #VALUE! | #VALUE! | 3.2348e-06 | #VALUE! | #VALUE! | #VALUE! | #VALUE! | #VALUE! | #VALUE! | 2.3136e-05 | #VALUE! | #VALUE! | #VALUE! | #VALUE! | #VALUE! | #VALUE! |  |  |  |  | 0 | 0 | 0 | -3.0544e-06 | #VALUE! | #VALUE! | #VALUE! | #VALUE! | #VALUE! | #VALUE! | -1.1909e-05 | #VALUE! | #VALUE! | #VALUE! | #VALUE! | #VALUE! | #VALUE! | -5.5475e-07 | #VALUE! | #VALUE! | #VALUE! | #VALUE! | #VALUE! | #VALUE! | -0.00050309 | #VALUE! | #VALUE! | #VALUE! | #VALUE! | #VALUE! | #VALUE! | 0.00095579 | #VALUE! | #VALUE! | #VALUE! | #VALUE! | #VALUE! | #VALUE! | -4.2893e-10 | #VALUE! | #VALUE! | #VALUE! | #VALUE! | #VALUE! | #VALUE! |  |  |  |  | 0 | 0 | 0 | 0.00017166 | #VALUE! | #VALUE! | #VALUE! | #VALUE! | #VALUE! | #VALUE! | -6.6061e-16 | #VALUE! | #VALUE! | #VALUE! | #VALUE! | #VALUE! | #VALUE! |  |  |  |  | 0 | 0 | 0 |  |  |  |  | 0 | 0 | 0 |  |  |  |  | 0 | 0 | 0 |  |  |  |  | 0 | 0 | 0 | 0.00012895 | #VALUE! | #VALUE! | #VALUE! | #VALUE! | #VALUE! | #VALUE! | -5.7296e-09 | #VALUE! | #VALUE! | #VALUE! | #VALUE! | #VALUE! | #VALUE! | 2.1528e-07 | #VALUE! | #VALUE! | #VALUE! | #VALUE! | #VALUE! | #VALUE! |  |  |  |  | 0 | 0 | 0 |  |  |  |  | 0 | 0 | 0 |  |  |  |  | 0 | 0 | 0 | -8.5414e-05 | #VALUE! | #VALUE! | #VALUE! | #VALUE! | #VALUE! | #VALUE! |  |  |  |  | 0 | 0 | 0 | 4.0414e-05 | #VALUE! | #VALUE! | #VALUE! | #VALUE! | #VALUE! | #VALUE! |  |  |  |  | 0 | 0 | 0 | -4.5127e-10 | #VALUE! | #VALUE! | #VALUE! | #VALUE! | #VALUE! | #VALUE! |  |  |  |  | 0 | 0 | 0 | -7.5455e-05 | #VALUE! | #VALUE! | #VALUE! | #VALUE! | #VALUE! | #VALUE! | 5.5033e-08 | #VALUE! | #VALUE! | #VALUE! | #VALUE! | #VALUE! | #VALUE! | -3.9295e-11 | #VALUE! | #VALUE! | #VALUE! | #VALUE! | #VALUE! | #VALUE! | -0.0032435 | #VALUE! | #VALUE! | #VALUE! | #VALUE! | #VALUE! | #VALUE! |  |  |  |  | 0 | 0 | 0 | 9.7657e-05 | #VALUE! | #VALUE! | #VALUE! | #VALUE! | #VALUE! | #VALUE! | -0.003211 | #VALUE! | #VALUE! | #VALUE! | #VALUE! | #VALUE! | #VALUE! | -4.8834e-07 | #VALUE! | #VALUE! | #VALUE! | #VALUE! | #VALUE! | #VALUE! |  |  |  |  | 0 | 0 | 0 | -0.00010967 | #VALUE! | #VALUE! | #VALUE! | #VALUE! | #VALUE! | #VALUE! |  |  |  |  | 0 | 0 | 0 |  |  |  |  | 0 | 0 | 0 | 0.0031884 | #VALUE! | #VALUE! | #VALUE! | #VALUE! | #VALUE! | #VALUE! | 5.2954e-09 | #VALUE! | #VALUE! | #VALUE! | #VALUE! | #VALUE! | #VALUE!
|  |  | 0 | 0 | 0 | 0.00010112 | #VALUE! | #VALUE! | #VALUE! | #VALUE! | #VALUE! | #VALUE! | -1.716e-05 | #VALUE! | #VALUE! | #VALUE! | #VALUE! | #VALUE! | #VALUE! | -9.2955e-06 | #VALUE! | #VALUE! | #VALUE! | #VALUE! | #VALUE! | #VALUE! | -0.39348 | #VALUE! | #VALUE! | #VALUE! | #VALUE! | #VALUE! | #VALUE! | 0.085194 | #VALUE! | #VALUE! | #VALUE! | #VALUE! | #VALUE! | #VALUE! | -1.315e-06 | #VALUE! | #VALUE! | #VALUE! | #VALUE! | #VALUE! | #VALUE! | 2.0826e-06 | #VALUE! | #VALUE! | #VALUE! | #VALUE! | #VALUE! | #VALUE! | 3.9464e-05 | #VALUE! | #VALUE! | #VALUE! | #VALUE! | #VALUE! | #VALUE! | -4.5952e-06 | #VALUE! | #VALUE! | #VALUE! | #VALUE! | #VALUE! | #VALUE! | 4.2306e-06 | #VALUE! | #VALUE! | #VALUE! | #VALUE! | #VALUE! | #VALUE! | 0.85262 | #VALUE! | #VALUE! | #VALUE! | #VALUE! | #VALUE! | #VALUE! | -1.7422e-06 | #VALUE! | #VALUE! | #VALUE! | #VALUE! | #VALUE! | #VALUE! | -5.5638e-06 | #VALUE! | #VALUE! | #VALUE! | #VALUE! | #VALUE! | #VALUE! | -1.2054e-05 | #VALUE! | #VALUE! | #VALUE! | #VALUE! | #VALUE! | #VALUE! | 0.0002354 | #VALUE! | #VALUE! | #VALUE! | #VALUE! | #VALUE! | #VALUE! | 2.0448e-06 | #VALUE! | #VALUE! | #VALUE! | #VALUE! | #VALUE! | #VALUE! | -0.75377 | #VALUE! | #VALUE! | #VALUE! | #VALUE! | #VALUE! | #VALUE! | -3.9458e-08 | #VALUE! | #VALUE! | #VALUE! | #VALUE! | #VALUE! | #VALUE! | 2.4355e-06 | #VALUE! | #VALUE! | #VALUE! | #VALUE! | #VALUE! | #VALUE! | -1.1147e-05 | #VALUE! | #VALUE! | #VALUE! | #VALUE! | #VALUE! | #VALUE! | -8.8963e-06 | #VALUE! | #VALUE! | #VALUE! | #VALUE! | #VALUE! | #VALUE! | -0.2498 | #VALUE! | #VALUE! | #VALUE! | #VALUE! | #VALUE! | #VALUE! | 0.086628 | #VALUE! | #VALUE! | #VALUE! | #VALUE! | #VALUE! | #VALUE! | 0.28664 | #VALUE! | #VALUE! | #VALUE! | #VALUE! | #VALUE! | #VALUE! | 2.5278e-06 | #VALUE! | #VALUE! | #VALUE! | #VALUE! | #VALUE! | #VALUE! | -1.6085e-05 | #VALUE! | #VALUE! | #VALUE! | #VALUE! | #VALUE! | #VALUE! | 1.5886e-09 | #VALUE! | #VALUE! | #VALUE! | #VALUE! | #VALUE! | #VALUE! | 5.4976e-06 | #VALUE! | #VALUE! | #VALUE! | #VALUE! | #VALUE! | #VALUE! | 0.12194 | #VALUE! | #VALUE! | #VALUE! | #VALUE! | #VALUE! | #VALUE! | 1.8939e-06 | #VALUE! | #VALUE! | #VALUE! | #VALUE! | #VALUE! | #VALUE! | -2.041e-06 | #VALUE! | #VALUE! | #VALUE! | #VALUE! | #VALUE! | #VALUE! | -9.2539e-06 | #VALUE! | #VALUE! | #VALUE! | #VALUE! | #VALUE! | #VALUE! | -1.9196e-06 | #VALUE! | #VALUE! | #VALUE! | #VALUE! | #VALUE! | #VALUE! | -3.0156e-05 | #VALUE! | #VALUE! | #VALUE! | #VALUE! | #VALUE! | #VALUE! | -0.71033 | #VALUE! | #VALUE! | #VALUE! | #VALUE! | #VALUE! | #VALUE! | 7.236e-08 | #VALUE! | #VALUE! | #VALUE! | #VALUE! | #VALUE! | #VALUE! | 5.5378e-05 | #VALUE! | #VALUE! | #VALUE! | #VALUE! | #VALUE! | #VALUE! | 0.001388 | #VALUE! | #VALUE! | #VALUE! | #VALUE! | #VALUE! | #VALUE! | -2.3448e-06 | #VALUE! | #VALUE! | #VALUE! | #VALUE! | #VALUE! | #VALUE! | 6.5592 | #VALUE! | #VALUE! | #VALUE! | #VALUE! | #VALUE! | #VALUE! | 11496.5872 | #VALUE! | #VALUE! | #VALUE! | #VALUE! | #VALUE! | #VALUE! | 1.2521e-06 | #VALUE! | #VALUE! | #VALUE! | #VALUE! | #VALUE! | #VALUE! | 5.3738e-07 | #VALUE! | #VALUE! | #VALUE! | #VALUE! | #VALUE! | #VALUE! | -0.003956 | #VALUE! | #VALUE! | #VALUE! | #VALUE! | #VALUE! | #VALUE! | -6.1981e-07 | #VALUE! | #VALUE! | #VALUE! | #VALUE! | #VALUE! | #VALUE! | -0.45589 | #VALUE! | #VALUE! | #VALUE! | #VALUE! | #VALUE! | #VALUE! | 5.7252e-05 | #VALUE! | #VALUE! | #VALUE! | #VALUE! | #VALUE! | #VALUE! | 0.017961 | #VALUE! | #VALUE! | #VALUE! | #VALUE! | #VALUE! | #VALUE! | -8.4858e-05 | #VALUE! | #VALUE! | #VALUE! | #VALUE! | #VALUE! | #VALUE! | 0.00046997 | #VALUE! | #VALUE! | #VALUE! | #VALUE! | #VALUE! | #VALUE! | -7.2405e-06 | #VALUE! | #VALUE! | #VALUE! | #VALUE! | #VALUE! | #VALUE! | 1.7475e-05 | #VALUE! | #VALUE! | #VALUE! | #VALUE! | #VALUE! | #VALUE! | 1.8927e-05 | #VALUE! | #VALUE! | #VALUE! | #VALUE! | #VALUE! | #VALUE! | -2.4649e-06 | #VALUE! | #VALUE! | #VALUE! | #VALUE! | #VALUE! | #VALUE! | 3.9632e-07 | #VALUE! | #VALUE! | #VALUE! | #VALUE! | #VALUE! | #VALUE! | 0.00111 | #VALUE! | #VALUE! | #VALUE! | #VALUE! | #VALUE! | #VALUE! | -5.5217e-06 | #VALUE! | #VALUE! | #VALUE! | #VALUE! | #VALUE! | #VALUE! | 0.071364 | #VALUE! | #VALUE! | #VALUE! | #VALUE! | #VALUE! | #VALUE! | 1.1138e-07 | #VALUE! | #VALUE! | #VALUE! | #VALUE! | #VALUE! | #VALUE! | 0.40484 | #VALUE! | #VALUE! | #VALUE! | #VALUE! | #VALUE! | #VALUE! | -2.1447e-07 | #VALUE! | #VALUE! | #VALUE! | #VALUE! | #VALUE! | #VALUE! | 5.1528e-05 | #VALUE! | #VALUE! | #VALUE! | #VALUE! | #VALUE! | #VALUE! | -3.2371e-07 | #VALUE! | #VALUE! | #VALUE! | #VALUE! | #VALUE! | #VALUE! | -6.724e-06 | #VALUE! | #VALUE! | #VALUE! | #VALUE! | #VALUE! | #VALUE! | 3.4992e-05 | #VALUE! | #VALUE! | #VALUE! | #VALUE! | #VALUE! | #VALUE! | 1.0789e-05 | #VALUE! | #VALUE! | #VALUE! | #VALUE! | #VALUE! | #VALUE! | -5.1035e-07 | #VALUE! | #VALUE! | #VALUE! | #VALUE! | #VALUE! | #VALUE! | -0.0032219 | #VALUE! | #VALUE! | #VALUE! | #VALUE! | #VALUE! | #VALUE! | -8.8105e-07 | #VALUE! | #VALUE! | #VALUE! | #VALUE! | #VALUE! | #VALUE! | -0.092533 | #VALUE! | #VALUE! | #VALUE! | #VALUE! | #VALUE! | #VALUE! | 2.9326e-05 | #VALUE! | #VALUE! | #VALUE! | #VALUE! | #VALUE! | #VALUE! | -3.9223e-06 | #VALUE! | #VALUE! | #VALUE! | #VALUE! | #VALUE! | #VALUE! | 3.069e-05 | #VALUE! | #VALUE! | #VALUE! | #VALUE! | #VALUE! | #VALUE! | -1.4116e-05 | #VALUE! | #VALUE! | #VALUE! | #VALUE! | #VALUE! | #VALUE! | -3.7402e-10 | #VALUE! | #VALUE! | #VALUE! | #VALUE! | #VALUE! | #VALUE! | 7.5818e-06 | #VALUE! | #VALUE! | #VALUE! | #VALUE! | #VALUE! | #VALUE! | 0.00015587 | #VALUE! | #VALUE! | #VALUE! | #VALUE! | #VALUE! | #VALUE! | 3.8227e-12 | #VALUE! | #VALUE! | #VALUE! | #VALUE! | #VALUE! | #VALUE! | 3.0168e-05 | #VALUE! | #VALUE! | #VALUE! | #VALUE! | #VALUE! | #VALUE! | 0.00017728 | #VALUE! | #VALUE! | #VALUE! | #VALUE! | #VALUE! | #VALUE! | -1.1426 | #VALUE! | #VALUE! | #VALUE! | #VALUE! | #VALUE! | #VALUE! | 5.1333e-07 | #VALUE! | #VALUE! | #VALUE! | #VALUE! | #VALUE! | #VALUE! | 0.00013121 | #VALUE! | #VALUE! | #VALUE! | #VALUE! | #VALUE! | #VALUE! | 8.8868e-10 | #VALUE! | #VALUE! | #VALUE! | #VALUE! | #VALUE! | #VALUE! | 6.7259e-05 | #VALUE! | #VALUE! | #VALUE! | #VALUE! | #VALUE! | #VALUE! | 5.0485e-05 | #VALUE! | #VALUE! | #VALUE! | #VALUE! | #VALUE! | #VALUE! |  |  |  |  | 0 | 0 | 0 | -3.0393e-06 | #VALUE! | #VALUE! | #VALUE! | #VALUE! | #VALUE! | #VALUE! | 0.00019664 | #VALUE! | #VALUE! | #VALUE! | #VALUE! | #VALUE! | #VALUE! | 3.1696e-09 | #VALUE! | #VALUE! | #VALUE! | #VALUE! | #VALUE! | #VALUE! | 1.2937e-05 | #VALUE! | #VALUE! | #VALUE! | #VALUE! | #VALUE! | #VALUE! | -1.3168e-05 | #VALUE! | #VALUE! | #VALUE! | #VALUE! | #VALUE! | #VALUE! | -6.6462e-09 | #VALUE! | #VALUE! | #VALUE! | #VALUE! | #VALUE! | #VALUE! | -6.917e-06 | #VALUE! | #VALUE! | #VALUE! | #VALUE! | #VALUE! | #VALUE! | 0.0001172 | #VALUE! | #VALUE! | #VALUE! | #VALUE! | #VALUE! | #VALUE! | 5.6232e-09 | #VALUE! | #VALUE! | #VALUE! | #VALUE! | #VALUE! | #VALUE! | 5.7281e-05 | #VALUE! | #VALUE! | #VALUE! | #VALUE! | #VALUE! | #VALUE! | -2.2914e-05 | #VALUE! | #VALUE! | #VALUE! | #VALUE! | #VALUE! | #VALUE! | 6.8229e-08 | #VALUE! | #VALUE! | #VALUE! | #VALUE! | #VALUE! | #VALUE! | 1.2984e-07 | #VALUE! | #VALUE! | #VALUE! | #VALUE! | #VALUE! | #VALUE! | 9.8547e-05 | #VALUE! | #VALUE! | #VALUE! | #VALUE! | #VALUE! | #VALUE! | -7.1804e-11 | #VALUE! | #VALUE! | #VALUE! | #VALUE! | #VALUE! | #VALUE! | 7.5237e-05 | #VALUE! | #VALUE! | #VALUE! | #VALUE! | #VALUE! | #VALUE! | 3.368e-05 | #VALUE! | #VALUE! | #VALUE! | #VALUE! | #VALUE! | #VALUE! | -5.5905e-07 | #VALUE! | #VALUE! | #VALUE! | #VALUE! | #VALUE! | #VALUE! | 6.8746e-06 | #VALUE! | #VALUE! | #VALUE! | #VALUE! | #VALUE! | #VALUE! | -1.3824e-05 | #VALUE! | #VALUE! | #VALUE! | #VALUE! | #VALUE! | #VALUE! | -2.2942e-08 | #VALUE! | #VALUE! | #VALUE! | #VALUE! | #VALUE! | #VALUE! | -6.1868e-05 | #VALUE! | #VALUE! | #VALUE! | #VALUE! | #VALUE! | #VALUE! | -4.3888e-05 | #VALUE! | #VALUE! | #VALUE! | #VALUE! | #VALUE! | #VALUE! | -4.9864e-09 | #VALUE! | #VALUE! | #VALUE! | #VALUE! | #VALUE! | #VALUE! | -0.00055706 | #VALUE! | #VALUE! | #VALUE! | #VALUE! | #VALUE! | #VALUE! | 0.00023994 | #VALUE! | #VALUE! | #VALUE! | #VALUE! | #VALUE! | #VALUE! | -4.2169e-07 | #VALUE! | #VALUE! | #VALUE! | #VALUE! | #VALUE! | #VALUE! | -4.6697e-05 | #VALUE! | #VALUE! | #VALUE! | #VALUE! | #VALUE! | #VALUE! | -4.7624e-05 | #VALUE! | #VALUE! | #VALUE! | #VALUE! | #VALUE! | #VALUE! | -9.7106e-08 | #VALUE! | #VALUE! | #VALUE! | #VALUE! | #VALUE! | #VALUE! | -0.00069758 | #VALUE! | #VALUE! | #VALUE! | #VALUE! | #VALUE! | #VALUE! | 0.0021135 | #VALUE! | #VALUE! | #VALUE! | #VALUE! | #VALUE! | #VALUE! | -5.7093e-07 | #VALUE! | #VALUE! | #VALUE! | #VALUE! | #VALUE! | #VALUE! | -0.00072425 | #VALUE! | #VALUE! | #VALUE! | #VALUE! | #VALUE! | #VALUE! | 2.7358e-05 | #VALUE! | #VALUE! | #VALUE! | #VALUE! | #VALUE! | #VALUE! | 3.1791e-09 | #VALUE! | #VALUE! | #VALUE! | #VALUE! | #VALUE! | #VALUE! | -0.00068117 | #VALUE! | #VALUE! | #VALUE! | #VALUE! | #VALUE! | #VALUE! | 0.00039442 | #VALUE! | #VALUE! | #VALUE! | #VALUE! | #VALUE! | #VALUE! |  |  |  |  | 0 | 0 | 0 | -0.00088733 | #VALUE! | #VALUE! | #VALUE! | #VALUE! | #VALUE! | #VALUE! | -4.2264e-05 | #VALUE! | #VALUE! | #VALUE! | #VALUE! | #VALUE! | #VALUE! | 5.1701e-08 | #VALUE! | #VALUE! | #VALUE! | #VALUE! | #VALUE! | #VALUE! | -0.00010234 | #VALUE! | #VALUE! | #VALUE! | #VALUE! | #VALUE! | #VALUE! | 0.0018968 | #VALUE! | #VALUE! | #VALUE! | #VALUE! | #VALUE! | #VALUE! | -4.597e-07 | #VALUE! | #VALUE! | #VALUE! | #VALUE! | #VALUE! | #VALUE! | 2.3577e-07 | #VALUE! | #VALUE! | #VALUE! | #VALUE! | #VALUE! | #VALUE! | 0.0034216 | #VALUE! | #VALUE! | #VALUE! | #VALUE! | #VALUE! | #VALUE! | -3.1732e-09 | #VALUE! | #VALUE! | #VALUE! | #VALUE! | #VALUE! | #VALUE! | -8.0365e-06 | #VALUE! | #VALUE! | #VALUE! | #VALUE! | #VALUE! | #VALUE! | 0.0023689 | #VALUE! | #VALUE! | #VALUE! | #VALUE! | #VALUE! | #VALUE! | -1.6918e-07 | #VALUE! | #VALUE! | #VALUE! | #VALUE! | #VALUE! | #VALUE! | -1.8867e-05 | #VALUE! | #VALUE! | #VALUE! | #VALUE! | #VALUE! | #VALUE! | 0.00074662 | #VALUE! | #VALUE! | #VALUE! | #VALUE! | #VALUE! | #VALUE! | 4.886e-08 | #VALUE! | #VALUE! | #VALUE! | #VALUE! | #VALUE! | #VALUE! | -4.3338e-08 | #VALUE! | #VALUE! | #VALUE! | #VALUE! | #VALUE! | #VALUE! | 0.0013396 | #VALUE! | #VALUE! | #VALUE! | #VALUE! | #VALUE! | #VALUE! | -1.7724e-09 | #VALUE! | #VALUE! | #VALUE! | #VALUE! | #VALUE! | #VALUE! | 0.0012535 | #VALUE! | #VALUE! | #VALUE! | #VALUE! | #VALUE! | #VALUE! | 0.0011666 | #VALUE! | #VALUE! | #VALUE! | #VALUE! | #VALUE! | #VALUE! | 0.0001428 | #VALUE! | #VALUE! | #VALUE! | #VALUE! | #VALUE! | #VALUE! | 2.4451 | #VALUE! | #VALUE! | #VALUE! | #VALUE! | #VALUE! | #VALUE! | 4.7443e-05 | #VALUE! | #VALUE! | #VALUE! | #VALUE! | #VALUE! | #VALUE! | 8.8327e-06 | #VALUE! | #VALUE! | #VALUE! | #VALUE! | #VALUE! | #VALUE! | -5.1156e-06 | #VALUE! | #VALUE! | #VALUE! | #VALUE! | #VALUE! | #VALUE! | -4.9281e-05 | #VALUE! | #VALUE! | #VALUE! | #VALUE! | #VALUE! | #VALUE! | 7.4036e-06 | #VALUE! | #VALUE! | #VALUE! | #VALUE! | #VALUE! | #VALUE! | 2.3457e-05 | #VALUE! | #VALUE! | #VALUE! | #VALUE! | #VALUE! | #VALUE! | -0.565 | #VALUE! | #VALUE! | #VALUE! | #VALUE! | #VALUE! | #VALUE! | -1.3394e-06 | #VALUE! | #VALUE! | #VALUE! | #VALUE! | #VALUE! | #VALUE! | -0.0031152 | #VALUE! | #VALUE! | #VALUE! | #VALUE! | #VALUE! | #VALUE! | 5.4227e-07 | #VALUE! | #VALUE! | #VALUE! | #VALUE! | #VALUE! | #VALUE! | -0.0010478 | #VALUE! | #VALUE! | #VALUE! | #VALUE! | #VALUE! | #VALUE! | -3.6225e-06 | #VALUE! | #VALUE! | #VALUE! | #VALUE! | #VALUE! | #VALUE! | 0.00018805 | #VALUE! | #VALUE! | #VALUE! | #VALUE! | #VALUE! | #VALUE! | 8.9807e-07 | #VALUE! | #VALUE! | #VALUE! | #VALUE! | #VALUE! | #VALUE! | 0.00090886 | #VALUE! | #VALUE! | #VALUE! | #VALUE! | #VALUE! | #VALUE! | 0.00070787 | #VALUE! | #VALUE! | #VALUE! | #VALUE! | #VALUE! | #VALUE! | 2.9568e-09 | #VALUE! | #VALUE! | #VALUE! | #VALUE! | #VALUE! | #VALUE! | -3.8532e-05 | #VALUE! | #VALUE! | #VALUE! | #VALUE! | #VALUE! | #VALUE! | 1.2172e-05 | #VALUE! | #VALUE! | #VALUE! | #VALUE! | #VALUE! | #VALUE! | -1.7075e-06 | #VALUE! | #VALUE! | #VALUE! | #VALUE! | #VALUE! | #VALUE! | 0.0021905 | #VALUE! | #VALUE! | #VALUE! | #VALUE! | #VALUE! | #VALUE! | 3.8214e-05 | #VALUE! | #VALUE! | #VALUE! | #VALUE! | #VALUE! | #VALUE! | 1.0413e-05 | #VALUE! | #VALUE! | #VALUE! | #VALUE! | #VALUE! | #VALUE! | 1.7419e-08 | #VALUE! | #VALUE! | #VALUE! | #VALUE! | #VALUE! | #VALUE! | -0.41236 | #VALUE! | #VALUE! | #VALUE! | #VALUE! | #VALUE! | #VALUE! | -1.2651e-07 | #VALUE! | #VALUE! | #VALUE! | #VALUE! | #VALUE! | #VALUE! | -1.6304e-09 | #VALUE! | #VALUE! | #VALUE! | #VALUE! | #VALUE! | #VALUE! | -0.0029845 | #VALUE! | #VALUE! | #VALUE! | #VALUE! | #VALUE! | #VALUE! | 0.00039792 | #VALUE! | #VALUE! | #VALUE! | #VALUE! | #VALUE! | #VALUE! | 0.00029635 | #VALUE! | #VALUE! | #VALUE! | #VALUE! | #VALUE! | #VALUE! | -0.39122 | #VALUE! | #VALUE! | #VALUE! | #VALUE! | #VALUE! | #VALUE! | -8.8734e-08 | #VALUE! | #VALUE! | #VALUE! | #VALUE! | #VALUE! | #VALUE! | 1.4547e-07 | #VALUE! | #VALUE! | #VALUE! | #VALUE! | #VALUE! | #VALUE! | -0.0003088 | #VALUE! | #VALUE! | #VALUE! | #VALUE! | #VALUE! | #VALUE! | 2.635e-05 | #VALUE! | #VALUE! | #VALUE! | #VALUE! | #VALUE! | #VALUE! | -8.2215e-05 | #VALUE! | #VALUE! | #VALUE! | #VALUE! | #VALUE! | #VALUE! | 210434.0414 | #VALUE! | #VALUE! | #VALUE! | #VALUE! | #VALUE! | #VALUE! | 2.5845e-09 | #VALUE! | #VALUE! | #VALUE! | #VALUE! | #VALUE! | #VALUE! | 0.0012633 | #VALUE! | #VALUE! | #VALUE! | #VALUE! | #VALUE! | #VALUE! | 0.0052702 | #VALUE! | #VALUE! | #VALUE! | #VALUE! | #VALUE! | #VALUE! | 6.582e-06 | #VALUE! | #VALUE! | #VALUE! | #VALUE! | #VALUE! | #VALUE! | 4.5341e-06 | #VALUE! | #VALUE! | #VALUE! | #VALUE! | #VALUE! | #VALUE! | 0.00036641 | #VALUE! | #VALUE! | #VALUE! | #VALUE! | #VALUE! | #VALUE! | -1.6706e-07 | #VALUE! | #VALUE! | #VALUE! | #VALUE! | #VALUE! | #VALUE! | 0.00058827 | #VALUE! | #VALUE! | #VALUE! | #VALUE! | #VALUE! | #VALUE! | -5.6751e-06 | #VALUE! | #VALUE! | #VALUE! | #VALUE! | #VALUE! | #VALUE! | 2.9013e-05 | #VALUE! | #VALUE! | #VALUE! | #VALUE! | #VALUE! | #VALUE! | -0.00020508 | #VALUE! | #VALUE! | #VALUE! | #VALUE! | #VALUE! | #VALUE! | -8.7759e-05 | #VALUE! | #VALUE! | #VALUE! | #VALUE! | #VALUE! | #VALUE! | 9.2486e-06 | #VALUE! | #VALUE! | #VALUE! | #VALUE! | #VALUE! | #VALUE! | -8.0627e-06 | #VALUE! | #VALUE! | #VALUE! | #VALUE! | #VALUE! | #VALUE! | 0.00033074 | #VALUE! | #VALUE! | #VALUE! | #VALUE! | #VALUE! | #VALUE! | 7.3837e-06 | #VALUE! | #VALUE! | #VALUE! | #VALUE! | #VALUE! | #VALUE! | -3.3623e-07 | #VALUE! | #VALUE! | #VALUE! | #VALUE! | #VALUE! | #VALUE! | 0.00030663 | #VALUE! | #VALUE! | #VALUE! | #VALUE! | #VALUE! | #VALUE! | 2.4429e-07 | #VALUE! | #VALUE! | #VALUE! | #VALUE! | #VALUE! | #VALUE! | 8.1287e-07 | #VALUE! | #VALUE! | #VALUE! | #VALUE! | #VALUE! | #VALUE! | 9.4888e-06 | #VALUE! | #VALUE! | #VALUE! | #VALUE! | #VALUE! | #VALUE! | 8.1132e-06 | #VALUE! | #VALUE! | #VALUE! | #VALUE! | #VALUE! | #VALUE! | 1.3681e-05 | #VALUE! | #VALUE! | #VALUE! | #VALUE! | #VALUE! | #VALUE! | -1.4785e-11 | #VALUE! | #VALUE! | #VALUE! | #VALUE! | #VALUE! | #VALUE! | -4.1365e-05 | #VALUE! | #VALUE! | #VALUE! | #VALUE! | #VALUE! | #VALUE! | 7.7325e-07 | #VALUE! | #VALUE! | #VALUE! | #VALUE! | #VALUE! | #VALUE! | -1.2377e-10 | #VALUE! | #VALUE! | #VALUE! | #VALUE! | #VALUE! | #VALUE! | -2.9718e-06 | #VALUE! | #VALUE! | #VALUE! | #VALUE! | #VALUE! | #VALUE! | -0.00024533 | #VALUE! | #VALUE! | #VALUE! | #VALUE! | #VALUE! | #VALUE! | 0.0016794 | #VALUE! | #VALUE! | #VALUE! | #VALUE! | #VALUE! | #VALUE! | 0.00014905 | #VALUE! | #VALUE! | #VALUE! | #VALUE! | #VALUE! | #VALUE! | 0.0010313 | #VALUE! | #VALUE! | #VALUE! | #VALUE! | #VALUE! | #VALUE! | -5.3594e-05 | #VALUE! | #VALUE! | #VALUE! | #VALUE! | #VALUE! | #VALUE! |  |  |  |  | 0 | 0 | 0 | 5.4623e-08 | #VALUE! | #VALUE! | #VALUE! | #VALUE! | #VALUE! | #VALUE! | 0.00017353 | #VALUE! | #VALUE! | #VALUE! | #VALUE! | #VALUE! | #VALUE! | -4.4386e-07 | #VALUE! | #VALUE! | #VALUE! | #VALUE! | #VALUE! | #VALUE! | 4.3007e-06 | #VALUE! | #VALUE! | #VALUE! | #VALUE! | #VALUE! | #VALUE! | -5.8812e-05 | #VALUE! | #VALUE! | #VALUE! | #VALUE! | #VALUE! | #VALUE! |  |  |  |  | 0 | 0 | 0 | -1.913e-05 | #VALUE! | #VALUE! | #VALUE! | #VALUE! | #VALUE! | #VALUE! | -0.76464 | #VALUE! | #VALUE! | #VALUE! | #VALUE! | #VALUE! | #VALUE! | 3.2397e-09 | #VALUE! | #VALUE! | #VALUE! | #VALUE! | #VALUE! | #VALUE! | 0.00017075 | #VALUE! | #VALUE! | #VALUE! | #VALUE! | #VALUE! | #VALUE! | 5.7206e-07 | #VALUE! | #VALUE! | #VALUE! | #VALUE! | #VALUE! | #VALUE! |  |  |  |  | 0 | 0 | 0 | -0.0013056 | #VALUE! | #VALUE! | #VALUE! | #VALUE! | #VALUE! | #VALUE! | 0.00012662 | #VALUE! | #VALUE! | #VALUE! | #VALUE! | #VALUE! | #VALUE! | -2.5306e-07 | #VALUE! | #VALUE! | #VALUE! | #VALUE! | #VALUE! | #VALUE! | 3.4609e-07 | #VALUE! | #VALUE! | #VALUE! | #VALUE! | #VALUE! | #VALUE! | 0.0041226 | #VALUE! | #VALUE! | #VALUE! | #VALUE! | #VALUE! | #VALUE! |  |  |  |  | 0 | 0 | 0 | -0.0014688 | #VALUE! | #VALUE! | #VALUE! | #VALUE! | #VALUE! | #VALUE! | 0.00011525 | #VALUE! | #VALUE! | #VALUE! | #VALUE! | #VALUE! | #VALUE! | -2.3772e-08 | #VALUE! | #VALUE! | #VALUE! | #VALUE! | #VALUE! | #VALUE! | 0.0004032 | #VALUE! | #VALUE! | #VALUE! | #VALUE! | #VALUE! | #VALUE! | 4.8783e-05 | #VALUE! | #VALUE! | #VALUE! | #VALUE! | #VALUE! | #VALUE! |  |  |  |  | 0 | 0 | 0 | 8.4212e-05 | #VALUE! | #VALUE! | #VALUE! | #VALUE! | #VALUE! | #VALUE! | 0.00010057 | #VALUE! | #VALUE! | #VALUE! | #VALUE! | #VALUE! | #VALUE! | 8.8212 | #VALUE! | #VALUE! | #VALUE! | #VALUE! | #VALUE! | #VALUE! | -8.5093e-06 | #VALUE! | #VALUE! | #VALUE! | #VALUE! | #VALUE! | #VALUE! | 5.9425e-05 | #VALUE! | #VALUE! | #VALUE! | #VALUE! | #VALUE! | #VALUE! |  |  |  |  | 0 | 0 | 0 | -4.7728e-05 | #VALUE! | #VALUE! | #VALUE! | #VALUE! | #VALUE! | #VALUE! | 0.00012819 | #VALUE! | #VALUE! | #VALUE! | #VALUE! | #VALUE! | #VALUE! | -4.2265e-16 | #VALUE! | #VALUE! | #VALUE! | #VALUE! | #VALUE! | #VALUE! | 4.0941e-07 | #VALUE! | #VALUE! | #VALUE! | #VALUE! | #VALUE! | #VALUE! | -1.1235e-06 | #VALUE! | #VALUE! | #VALUE! | #VALUE! | #VALUE! | #VALUE! | -2.6051e-09 | #VALUE! | #VALUE! | #VALUE! | #VALUE! | #VALUE! | #VALUE! |  |  |  |  | 0 | 0 | 0 | -1.5117e-11 | #VALUE! | #VALUE! | #VALUE! | #VALUE! | #VALUE! | #VALUE! | -3.6989e-11 | #VALUE! | #VALUE! | #VALUE! | #VALUE! | #VALUE! | #VALUE! |  |  |  |  | 0 | 0 | 0 |  |  |  |  | 0 | 0 | 0 |  |  |  |  | 0 | 0 | 0 |  |  |  |  | 0 | 0 | 0 | -1.5855e-11 | #VALUE! | #VALUE! | #VALUE! | #VALUE! | #VALUE! | #VALUE! | 2.3511e-09 | #VALUE! | #VALUE! | #VALUE! | #VALUE! | #VALUE! | #VALUE! | 9.3306e-06 | #VALUE! | #VALUE! | #VALUE! | #VALUE! | #VALUE! | #VALUE! |  |  |  |  | 0 | 0 | 0 |  |  |  |  | 0 | 0 | 0 |  |  |  |  | 0 | 0 | 0 | 0.00080297 | #VALUE! | #VALUE! | #VALUE! | #VALUE! | #VALUE! | #VALUE! |  |  |  |  | 0 | 0 | 0 |  |  |  |  | 0 | 0 | 0 |  |  |  |  | 0 | 0 | 0 | -3.8525e-09 | #VALUE! | #VALUE! | #VALUE! | #VALUE! | #VALUE! | #VALUE! |  |  |  |  | 0 | 0 | 0 | 0.00064507 | #VALUE! | #VALUE! | #VALUE! | #VALUE! | #VALUE! | #VALUE! | -4.7489e-07 | #VALUE! | #VALUE! | #VALUE! | #VALUE! | #VALUE! | #VALUE! | 4.945e-08 | #VALUE! | #VALUE! | #VALUE! | #VALUE! | #VALUE! | #VALUE! | 0.00011486 | #VALUE! | #VALUE! | #VALUE! | #VALUE! | #VALUE! | #VALUE! |  |  |  |  | 0 | 0 | 0 |  |  |  |  | 0 | 0 | 0 | 0.00020887 | #VALUE! | #VALUE! | #VALUE! | #VALUE! | #VALUE! | #VALUE! | -7.8325e-16 | #VALUE! | #VALUE! | #VALUE! | #VALUE! | #VALUE! | #VALUE! |  |  |  |  | 0 | 0 | 0 | 0.001481 | #VALUE! | #VALUE! | #VALUE! | #VALUE! | #VALUE! | #VALUE! |  |  |  |  | 0 | 0 | 0 |  |  |  |  | 0 | 0 | 0 | -0.0047754 | #VALUE! | #VALUE! | #VALUE! | #VALUE! | #VALUE! | #VALUE! | 5.3689e-08 | #VALUE! | #VALUE! | #VALUE! | #VALUE! | #VALUE! | #VALUE!
|  |  | 0 | 0 | 0 | -0.00022267 | #VALUE! | #VALUE! | #VALUE! | #VALUE! | #VALUE! | #VALUE! | 1.7045e-05 | #VALUE! | #VALUE! | #VALUE! | #VALUE! | #VALUE! | #VALUE! | 2.4153e-05 | #VALUE! | #VALUE! | #VALUE! | #VALUE! | #VALUE! | #VALUE! | -0.12978 | #VALUE! | #VALUE! | #VALUE! | #VALUE! | #VALUE! | #VALUE! | 0.97634 | #VALUE! | #VALUE! | #VALUE! | #VALUE! | #VALUE! | #VALUE! | -2.2111e-07 | #VALUE! | #VALUE! | #VALUE! | #VALUE! | #VALUE! | #VALUE! | -8.4118e-07 | #VALUE! | #VALUE! | #VALUE! | #VALUE! | #VALUE! | #VALUE! | -1.218e-05 | #VALUE! | #VALUE! | #VALUE! | #VALUE! | #VALUE! | #VALUE! | 2.7726e-06 | #VALUE! | #VALUE! | #VALUE! | #VALUE! | #VALUE! | #VALUE! | -3.7717e-05 | #VALUE! | #VALUE! | #VALUE! | #VALUE! | #VALUE! | #VALUE! | 2.1287 | #VALUE! | #VALUE! | #VALUE! | #VALUE! | #VALUE! | #VALUE! | 2.4977e-06 | #VALUE! | #VALUE! | #VALUE! | #VALUE! | #VALUE! | #VALUE! | -3.3682e-07 | #VALUE! | #VALUE! | #VALUE! | #VALUE! | #VALUE! | #VALUE! | -7.3265e-06 | #VALUE! | #VALUE! | #VALUE! | #VALUE! | #VALUE! | #VALUE! | 8.0149e-07 | #VALUE! | #VALUE! | #VALUE! | #VALUE! | #VALUE! | #VALUE! | -2.8121e-05 | #VALUE! | #VALUE! | #VALUE! | #VALUE! | #VALUE! | #VALUE! | 0.10149 | #VALUE! | #VALUE! | #VALUE! | #VALUE! | #VALUE! | #VALUE! | -4.9365e-07 | #VALUE! | #VALUE! | #VALUE! | #VALUE! | #VALUE! | #VALUE! | -7.5258e-07 | #VALUE! | #VALUE! | #VALUE! | #VALUE! | #VALUE! | #VALUE! | -7.6835e-06 | #VALUE! | #VALUE! | #VALUE! | #VALUE! | #VALUE! | #VALUE! | 5.0173e-06 | #VALUE! | #VALUE! | #VALUE! | #VALUE! | #VALUE! | #VALUE! | 3.0558e-06 | #VALUE! | #VALUE! | #VALUE! | #VALUE! | #VALUE! | #VALUE! | 0.211 | #VALUE! | #VALUE! | #VALUE! | #VALUE! | #VALUE! | #VALUE! | 2.3258e-06 | #VALUE! | #VALUE! | #VALUE! | #VALUE! | #VALUE! | #VALUE! | -7.0021e-07 | #VALUE! | #VALUE! | #VALUE! | #VALUE! | #VALUE! | #VALUE! | -4.1634e-05 | #VALUE! | #VALUE! | #VALUE! | #VALUE! | #VALUE! | #VALUE! | -20201.5913 | #VALUE! | #VALUE! | #VALUE! | #VALUE! | #VALUE! | #VALUE! | -8.4957e-07 | #VALUE! | #VALUE! | #VALUE! | #VALUE! | #VALUE! | #VALUE! | 0.23917 | #VALUE! | #VALUE! | #VALUE! | #VALUE! | #VALUE! | #VALUE! | -4.4539e-07 | #VALUE! | #VALUE! | #VALUE! | #VALUE! | #VALUE! | #VALUE! | 1.1908e-05 | #VALUE! | #VALUE! | #VALUE! | #VALUE! | #VALUE! | #VALUE! | -1.5145e-05 | #VALUE! | #VALUE! | #VALUE! | #VALUE! | #VALUE! | #VALUE! | -6.8834e-06 | #VALUE! | #VALUE! | #VALUE! | #VALUE! | #VALUE! | #VALUE! | 0.00025282 | #VALUE! | #VALUE! | #VALUE! | #VALUE! | #VALUE! | #VALUE! | 0.11633 | #VALUE! | #VALUE! | #VALUE! | #VALUE! | #VALUE! | #VALUE! | -7.1911e-08 | #VALUE! | #VALUE! | #VALUE! | #VALUE! | #VALUE! | #VALUE! | 0.00031568 | #VALUE! | #VALUE! | #VALUE! | #VALUE! | #VALUE! | #VALUE! | -0.0026895 | #VALUE! | #VALUE! | #VALUE! | #VALUE! | #VALUE! | #VALUE! | 1.3504e-09 | #VALUE! | #VALUE! | #VALUE! | #VALUE! | #VALUE! | #VALUE! | -0.86594 | #VALUE! | #VALUE! | #VALUE! | #VALUE! | #VALUE! | #VALUE! | 0.00031171 | #VALUE! | #VALUE! | #VALUE! | #VALUE! | #VALUE! | #VALUE! | -1.0967e-06 | #VALUE! | #VALUE! | #VALUE! | #VALUE! | #VALUE! | #VALUE! | -2.4005e-07 | #VALUE! | #VALUE! | #VALUE! | #VALUE! | #VALUE! | #VALUE! | -0.00016514 | #VALUE! | #VALUE! | #VALUE! | #VALUE! | #VALUE! | #VALUE! | -4.1523e-06 | #VALUE! | #VALUE! | #VALUE! | #VALUE! | #VALUE! | #VALUE! | -2.6026e-06 | #VALUE! | #VALUE! | #VALUE! | #VALUE! | #VALUE! | #VALUE! | 1.0426e-07 | #VALUE! | #VALUE! | #VALUE! | #VALUE! | #VALUE! | #VALUE! | 2.1996e-06 | #VALUE! | #VALUE! | #VALUE! | #VALUE! | #VALUE! | #VALUE! | 8.8783e-05 | #VALUE! | #VALUE! | #VALUE! | #VALUE! | #VALUE! | #VALUE! | 6.112e-05 | #VALUE! | #VALUE! | #VALUE! | #VALUE! | #VALUE! | #VALUE! | 3.6379e-06 | #VALUE! | #VALUE! | #VALUE! | #VALUE! | #VALUE! | #VALUE! | 1.3147e-06 | #VALUE! | #VALUE! | #VALUE! | #VALUE! | #VALUE! | #VALUE! | 1.4706e-07 | #VALUE! | #VALUE! | #VALUE! | #VALUE! | #VALUE! | #VALUE! | -6.4311e-07 | #VALUE! | #VALUE! | #VALUE! | #VALUE! | #VALUE! | #VALUE! | -2.6182e-07 | #VALUE! | #VALUE! | #VALUE! | #VALUE! | #VALUE! | #VALUE! | -0.0022284 | #VALUE! | #VALUE! | #VALUE! | #VALUE! | #VALUE! | #VALUE! | -7.0676e-07 | #VALUE! | #VALUE! | #VALUE! | #VALUE! | #VALUE! | #VALUE! | 0.10311 | #VALUE! | #VALUE! | #VALUE! | #VALUE! | #VALUE! | #VALUE! | 0.00027249 | #VALUE! | #VALUE! | #VALUE! | #VALUE! | #VALUE! | #VALUE! | -0.059787 | #VALUE! | #VALUE! | #VALUE! | #VALUE! | #VALUE! | #VALUE! | 6.1686e-07 | #VALUE! | #VALUE! | #VALUE! | #VALUE! | #VALUE! | #VALUE! | 0.0014727 | #VALUE! | #VALUE! | #VALUE! | #VALUE! | #VALUE! | #VALUE! | -9.9177e-06 | #VALUE! | #VALUE! | #VALUE! | #VALUE! | #VALUE! | #VALUE! | 3.6004e-06 | #VALUE! | #VALUE! | #VALUE! | #VALUE! | #VALUE! | #VALUE! | 0.0019893 | #VALUE! | #VALUE! | #VALUE! | #VALUE! | #VALUE! | #VALUE! | -1.1233e-05 | #VALUE! | #VALUE! | #VALUE! | #VALUE! | #VALUE! | #VALUE! | 2.6244e-06 | #VALUE! | #VALUE! | #VALUE! | #VALUE! | #VALUE! | #VALUE! | -0.00011233 | #VALUE! | #VALUE! | #VALUE! | #VALUE! | #VALUE! | #VALUE! | -3.3191e-06 | #VALUE! | #VALUE! | #VALUE! | #VALUE! | #VALUE! | #VALUE! | -0.12281 | #VALUE! | #VALUE! | #VALUE! | #VALUE! | #VALUE! | #VALUE! | 0.0019237 | #VALUE! | #VALUE! | #VALUE! | #VALUE! | #VALUE! | #VALUE! | 9.3641e-07 | #VALUE! | #VALUE! | #VALUE! | #VALUE! | #VALUE! | #VALUE! | 1.919e-05 | #VALUE! | #VALUE! | #VALUE! | #VALUE! | #VALUE! | #VALUE! | -2.4303e-05 | #VALUE! | #VALUE! | #VALUE! | #VALUE! | #VALUE! | #VALUE! |  |  |  |  | 0 | 0 | 0 | 1.3621e-05 | #VALUE! | #VALUE! | #VALUE! | #VALUE! | #VALUE! | #VALUE! | 3.3166e-05 | #VALUE! | #VALUE! | #VALUE! | #VALUE! | #VALUE! | #VALUE! | -5.4495e-09 | #VALUE! | #VALUE! | #VALUE! | #VALUE! | #VALUE! | #VALUE! | -2.3392e-06 | #VALUE! | #VALUE! | #VALUE! | #VALUE! | #VALUE! | #VALUE! | 3.7169e-05 | #VALUE! | #VALUE! | #VALUE! | #VALUE! | #VALUE! | #VALUE! | -4.9018e-09 | #VALUE! | #VALUE! | #VALUE! | #VALUE! | #VALUE! | #VALUE! | 1.3943e-06 | #VALUE! | #VALUE! | #VALUE! | #VALUE! | #VALUE! | #VALUE! | 3.0714e-05 | #VALUE! | #VALUE! | #VALUE! | #VALUE! | #VALUE! | #VALUE! | 2.7167e-09 | #VALUE! | #VALUE! | #VALUE! | #VALUE! | #VALUE! | #VALUE! | 5.9927e-06 | #VALUE! | #VALUE! | #VALUE! | #VALUE! | #VALUE! | #VALUE! | -4.7509e-06 | #VALUE! | #VALUE! | #VALUE! | #VALUE! | #VALUE! | #VALUE! |  |  |  |  | 0 | 0 | 0 | -7.2425e-06 | #VALUE! | #VALUE! | #VALUE! | #VALUE! | #VALUE! | #VALUE! | 2.3735e-05 | #VALUE! | #VALUE! | #VALUE! | #VALUE! | #VALUE! | #VALUE! | -1.2173e-09 | #VALUE! | #VALUE! | #VALUE! | #VALUE! | #VALUE! | #VALUE! | 1.7753e-05 | #VALUE! | #VALUE! | #VALUE! | #VALUE! | #VALUE! | #VALUE! | 2.1158e-05 | #VALUE! | #VALUE! | #VALUE! | #VALUE! | #VALUE! | #VALUE! | 3.3835e-08 | #VALUE! | #VALUE! | #VALUE! | #VALUE! | #VALUE! | #VALUE! | -9.1718e-06 | #VALUE! | #VALUE! | #VALUE! | #VALUE! | #VALUE! | #VALUE! | 1.8967e-05 | #VALUE! | #VALUE! | #VALUE! | #VALUE! | #VALUE! | #VALUE! | -2.6833e-08 | #VALUE! | #VALUE! | #VALUE! | #VALUE! | #VALUE! | #VALUE! | 8.8009e-05 | #VALUE! | #VALUE! | #VALUE! | #VALUE! | #VALUE! | #VALUE! | -3.885e-05 | #VALUE! | #VALUE! | #VALUE! | #VALUE! | #VALUE! | #VALUE! | -7.8658e-07 | #VALUE! | #VALUE! | #VALUE! | #VALUE! | #VALUE! | #VALUE! | 4.1453e-07 | #VALUE! | #VALUE! | #VALUE! | #VALUE! | #VALUE! | #VALUE! | 0.00020515 | #VALUE! | #VALUE! | #VALUE! | #VALUE! | #VALUE! | #VALUE! | 6.2258e-10 | #VALUE! | #VALUE! | #VALUE! | #VALUE! | #VALUE! | #VALUE! | 0.0013 | #VALUE! | #VALUE! | #VALUE! | #VALUE! | #VALUE! | #VALUE! | 2.4849e-05 | #VALUE! | #VALUE! | #VALUE! | #VALUE! | #VALUE! | #VALUE! | -4.9366e-15 | #VALUE! | #VALUE! | #VALUE! | #VALUE! | #VALUE! | #VALUE! | -4.0958e-09 | #VALUE! | #VALUE! | #VALUE! | #VALUE! | #VALUE! | #VALUE! | 4.9544e-05 | #VALUE! | #VALUE! | #VALUE! | #VALUE! | #VALUE! | #VALUE! | 4.3579e-12 | #VALUE! | #VALUE! | #VALUE! | #VALUE! | #VALUE! | #VALUE! | -2.3098e-05 | #VALUE! | #VALUE! | #VALUE! | #VALUE! | #VALUE! | #VALUE! | -6.0806e-06 | #VALUE! | #VALUE! | #VALUE! | #VALUE! | #VALUE! | #VALUE! | -8.7787e-08 | #VALUE! | #VALUE! | #VALUE! | #VALUE! | #VALUE! | #VALUE! | 7712.7439 | #VALUE! | #VALUE! | #VALUE! | #VALUE! | #VALUE! | #VALUE! | 0.0019146 | #VALUE! | #VALUE! | #VALUE! | #VALUE! | #VALUE! | #VALUE! | -4.717e-16 | #VALUE! | #VALUE! | #VALUE! | #VALUE! | #VALUE! | #VALUE! | -2.2418e-05 | #VALUE! | #VALUE! | #VALUE! | #VALUE! | #VALUE! | #VALUE! | 0.00048334 | #VALUE! | #VALUE! | #VALUE! | #VALUE! | #VALUE! | #VALUE! | -6.5199e-15 | #VALUE! | #VALUE! | #VALUE! | #VALUE! | #VALUE! | #VALUE! | -3.1529e-12 | #VALUE! | #VALUE! | #VALUE! | #VALUE! | #VALUE! | #VALUE! | -0.0026138 | #VALUE! | #VALUE! | #VALUE! | #VALUE! | #VALUE! | #VALUE! | -5.1479e-16 | #VALUE! | #VALUE! | #VALUE! | #VALUE! | #VALUE! | #VALUE! | -3.3481e-05 | #VALUE! | #VALUE! | #VALUE! | #VALUE! | #VALUE! | #VALUE! | -5.4679e-06 | #VALUE! | #VALUE! | #VALUE! | #VALUE! | #VALUE! | #VALUE! | -2.4635e-10 | #VALUE! | #VALUE! | #VALUE! | #VALUE! | #VALUE! | #VALUE! | -3.7235e-12 | #VALUE! | #VALUE! | #VALUE! | #VALUE! | #VALUE! | #VALUE! | -1.522e-11 | #VALUE! | #VALUE! | #VALUE! | #VALUE! | #VALUE! | #VALUE! |  |  |  |  | 0 | 0 | 0 | -3.0494e-05 | #VALUE! | #VALUE! | #VALUE! | #VALUE! | #VALUE! | #VALUE! | -2.4546e-05 | #VALUE! | #VALUE! | #VALUE! | #VALUE! | #VALUE! | #VALUE! | -1.0644e-07 | #VALUE! | #VALUE! | #VALUE! | #VALUE! | #VALUE! | #VALUE! | -0.00077992 | #VALUE! | #VALUE! | #VALUE! | #VALUE! | #VALUE! | #VALUE! | -0.0016426 | #VALUE! | #VALUE! | #VALUE! | #VALUE! | #VALUE! | #VALUE! | -5.4013e-16 | #VALUE! | #VALUE! | #VALUE! | #VALUE! | #VALUE! | #VALUE! | -0.00084065 | #VALUE! | #VALUE! | #VALUE! | #VALUE! | #VALUE! | #VALUE! | -1.7022e-10 | #VALUE! | #VALUE! | #VALUE! | #VALUE! | #VALUE! | #VALUE! |  |  |  |  | 0 | 0 | 0 | -9.444e-06 | #VALUE! | #VALUE! | #VALUE! | #VALUE! | #VALUE! | #VALUE! | -0.0030902 | #VALUE! | #VALUE! | #VALUE! | #VALUE! | #VALUE! | #VALUE! | 4.052e-09 | #VALUE! | #VALUE! | #VALUE! | #VALUE! | #VALUE! | #VALUE! | -0.00010909 | #VALUE! | #VALUE! | #VALUE! | #VALUE! | #VALUE! | #VALUE! | -1.7699e-10 | #VALUE! | #VALUE! | #VALUE! | #VALUE! | #VALUE! | #VALUE! | -7.7855e-08 | #VALUE! | #VALUE! | #VALUE! | #VALUE! | #VALUE! | #VALUE! |  |  |  |  | 0 | 0 | 0 | -9.6378e-06 | #VALUE! | #VALUE! | #VALUE! | #VALUE! | #VALUE! | #VALUE! | 5.527e-08 | #VALUE! | #VALUE! | #VALUE! | #VALUE! | #VALUE! | #VALUE! | -0.0030362 | #VALUE! | #VALUE! | #VALUE! | #VALUE! | #VALUE! | #VALUE! | -0.0027204 | #VALUE! | #VALUE! | #VALUE! | #VALUE! | #VALUE! | #VALUE! | -1.7027e-05 | #VALUE! | #VALUE! | #VALUE! | #VALUE! | #VALUE! | #VALUE! | -0.70388 | #VALUE! | #VALUE! | #VALUE! | #VALUE! | #VALUE! | #VALUE! | 0.00018361 | #VALUE! | #VALUE! | #VALUE! | #VALUE! | #VALUE! | #VALUE! | 4.1575e-05 | #VALUE! | #VALUE! | #VALUE! | #VALUE! | #VALUE! | #VALUE! | 5.4165e-05 | #VALUE! | #VALUE! | #VALUE! | #VALUE! | #VALUE! | #VALUE! | 4.3851e-05 | #VALUE! | #VALUE! | #VALUE! | #VALUE! | #VALUE! | #VALUE! | 8.622e-06 | #VALUE! | #VALUE! | #VALUE! | #VALUE! | #VALUE! | #VALUE! | -1.4106e-05 | #VALUE! | #VALUE! | #VALUE! | #VALUE! | #VALUE! | #VALUE! | 5.8334e-05 | #VALUE! | #VALUE! | #VALUE! | #VALUE! | #VALUE! | #VALUE! | 1.0624e-06 | #VALUE! | #VALUE! | #VALUE! | #VALUE! | #VALUE! | #VALUE! | 0.018609 | #VALUE! | #VALUE! | #VALUE! | #VALUE! | #VALUE! | #VALUE! | -0.0024863 | #VALUE! | #VALUE! | #VALUE! | #VALUE! | #VALUE! | #VALUE! | -4.5731e-12 | #VALUE! | #VALUE! | #VALUE! | #VALUE! | #VALUE! | #VALUE! | 3.2232e-05 | #VALUE! | #VALUE! | #VALUE! | #VALUE! | #VALUE! | #VALUE! | 2.7806e-05 | #VALUE! | #VALUE! | #VALUE! | #VALUE! | #VALUE! | #VALUE! | 4.4621e-06 | #VALUE! | #VALUE! | #VALUE! | #VALUE! | #VALUE! | #VALUE! | 6.462e-06 | #VALUE! | #VALUE! | #VALUE! | #VALUE! | #VALUE! | #VALUE! | -4.8425e-05 | #VALUE! | #VALUE! | #VALUE! | #VALUE! | #VALUE! | #VALUE! | 0.00030798 | #VALUE! | #VALUE! | #VALUE! | #VALUE! | #VALUE! | #VALUE! | -0.00018538 | #VALUE! | #VALUE! | #VALUE! | #VALUE! | #VALUE! | #VALUE! | -1.3541e-05 | #VALUE! | #VALUE! | #VALUE! | #VALUE! | #VALUE! | #VALUE! | 1.3991e-06 | #VALUE! | #VALUE! | #VALUE! | #VALUE! | #VALUE! | #VALUE! | 9.5332e-06 | #VALUE! | #VALUE! | #VALUE! | #VALUE! | #VALUE! | #VALUE! | 5.9953e-07 | #VALUE! | #VALUE! | #VALUE! | #VALUE! | #VALUE! | #VALUE! | 1.9448e-09 | #VALUE! | #VALUE! | #VALUE! | #VALUE! | #VALUE! | #VALUE! | -5.4131e-05 | #VALUE! | #VALUE! | #VALUE! | #VALUE! | #VALUE! | #VALUE! | 4.3362e-05 | #VALUE! | #VALUE! | #VALUE! | #VALUE! | #VALUE! | #VALUE! | -6.4918e-07 | #VALUE! | #VALUE! | #VALUE! | #VALUE! | #VALUE! | #VALUE! | -0.0001577 | #VALUE! | #VALUE! | #VALUE! | #VALUE! | #VALUE! | #VALUE! | 0.0011903 | #VALUE! | #VALUE! | #VALUE! | #VALUE! | #VALUE! | #VALUE! | 4.8791e-05 | #VALUE! | #VALUE! | #VALUE! | #VALUE! | #VALUE! | #VALUE! | 0.0011375 | #VALUE! | #VALUE! | #VALUE! | #VALUE! | #VALUE! | #VALUE! | 4.4528e-05 | #VALUE! | #VALUE! | #VALUE! | #VALUE! | #VALUE! | #VALUE! | -4.5571e-07 | #VALUE! | #VALUE! | #VALUE! | #VALUE! | #VALUE! | #VALUE! | 64240.5239 | #VALUE! | #VALUE! | #VALUE! | #VALUE! | #VALUE! | #VALUE! | -1.1862e-10 | #VALUE! | #VALUE! | #VALUE! | #VALUE! | #VALUE! | #VALUE! | 6.2846e-06 | #VALUE! | #VALUE! | #VALUE! | #VALUE! | #VALUE! | #VALUE! | -6.1795e-05 | #VALUE! | #VALUE! | #VALUE! | #VALUE! | #VALUE! | #VALUE! | -8.1226e-05 | #VALUE! | #VALUE! | #VALUE! | #VALUE! | #VALUE! | #VALUE! | -1.0743e-05 | #VALUE! | #VALUE! | #VALUE! | #VALUE! | #VALUE! | #VALUE! | 0.0015267 | #VALUE! | #VALUE! | #VALUE! | #VALUE! | #VALUE! | #VALUE! | -1.227e-10 | #VALUE! | #VALUE! | #VALUE! | #VALUE! | #VALUE! | #VALUE! | -4.6451e-07 | #VALUE! | #VALUE! | #VALUE! | #VALUE! | #VALUE! | #VALUE! | -3.6324e-06 | #VALUE! | #VALUE! | #VALUE! | #VALUE! | #VALUE! | #VALUE! | 0.0020604 | #VALUE! | #VALUE! | #VALUE! | #VALUE! | #VALUE! | #VALUE! | 6.1843e-06 | #VALUE! | #VALUE! | #VALUE! | #VALUE! | #VALUE! | #VALUE! | -0.00017201 | #VALUE! | #VALUE! | #VALUE! | #VALUE! | #VALUE! | #VALUE! | -3.84e-05 | #VALUE! | #VALUE! | #VALUE! | #VALUE! | #VALUE! | #VALUE! | -3.0081e-06 | #VALUE! | #VALUE! | #VALUE! | #VALUE! | #VALUE! | #VALUE! | -0.00013907 | #VALUE! | #VALUE! | #VALUE! | #VALUE! | #VALUE! | #VALUE! | -9.308e-12 | #VALUE! | #VALUE! | #VALUE! | #VALUE! | #VALUE! | #VALUE! | -2.6253e-06 | #VALUE! | #VALUE! | #VALUE! | #VALUE! | #VALUE! | #VALUE! | -7.884e-06 | #VALUE! | #VALUE! | #VALUE! | #VALUE! | #VALUE! | #VALUE! | 0.00090199 | #VALUE! | #VALUE! | #VALUE! | #VALUE! | #VALUE! | #VALUE! | -8.9065e-06 | #VALUE! | #VALUE! | #VALUE! | #VALUE! | #VALUE! | #VALUE! | 3.7058e-06 | #VALUE! | #VALUE! | #VALUE! | #VALUE! | #VALUE! | #VALUE! | 0.0012686 | #VALUE! | #VALUE! | #VALUE! | #VALUE! | #VALUE! | #VALUE! | -5.0113e-06 | #VALUE! | #VALUE! | #VALUE! | #VALUE! | #VALUE! | #VALUE! | 3.707e-06 | #VALUE! | #VALUE! | #VALUE! | #VALUE! | #VALUE! | #VALUE! | -5.3698e-06 | #VALUE! | #VALUE! | #VALUE! | #VALUE! | #VALUE! | #VALUE! | -8.5637e-06 | #VALUE! | #VALUE! | #VALUE! | #VALUE! | #VALUE! | #VALUE! | -3.9809e-06 | #VALUE! | #VALUE! | #VALUE! | #VALUE! | #VALUE! | #VALUE! | 1.1078e-06 | #VALUE! | #VALUE! | #VALUE! | #VALUE! | #VALUE! | #VALUE! | 1.1845e-05 | #VALUE! | #VALUE! | #VALUE! | #VALUE! | #VALUE! | #VALUE! | 3.3063e-06 | #VALUE! | #VALUE! | #VALUE! | #VALUE! | #VALUE! | #VALUE! | 4.0968e-05 | #VALUE! | #VALUE! | #VALUE! | #VALUE! | #VALUE! | #VALUE! | 8.4183e-06 | #VALUE! | #VALUE! | #VALUE! | #VALUE! | #VALUE! | #VALUE! | 0.00010611 | #VALUE! | #VALUE! | #VALUE! | #VALUE! | #VALUE! | #VALUE! | -0.0032428 | #VALUE! | #VALUE! | #VALUE! | #VALUE! | #VALUE! | #VALUE! | -3.9411e-06 | #VALUE! | #VALUE! | #VALUE! | #VALUE! | #VALUE! | #VALUE! | 0.00014429 | #VALUE! | #VALUE! | #VALUE! | #VALUE! | #VALUE! | #VALUE! | 3.3736e-05 | #VALUE! | #VALUE! | #VALUE! | #VALUE! | #VALUE! | #VALUE! |  |  |  |  | 0 | 0 | 0 | 0.00065118 | #VALUE! | #VALUE! | #VALUE! | #VALUE! | #VALUE! | #VALUE! | 2.1822e-05 | #VALUE! | #VALUE! | #VALUE! | #VALUE! | #VALUE! | #VALUE! | -3.953e-16 | #VALUE! | #VALUE! | #VALUE! | #VALUE! | #VALUE! | #VALUE! | 2.7573e-07 | #VALUE! | #VALUE! | #VALUE! | #VALUE! | #VALUE! | #VALUE! | 3.8827e-05 | #VALUE! | #VALUE! | #VALUE! | #VALUE! | #VALUE! | #VALUE! |  |  |  |  | 0 | 0 | 0 | 4.4769e-08 | #VALUE! | #VALUE! | #VALUE! | #VALUE! | #VALUE! | #VALUE! | 8.423e-05 | #VALUE! | #VALUE! | #VALUE! | #VALUE! | #VALUE! | #VALUE! | 4.3441e-08 | #VALUE! | #VALUE! | #VALUE! | #VALUE! | #VALUE! | #VALUE! | -7.2468e-11 | #VALUE! | #VALUE! | #VALUE! | #VALUE! | #VALUE! | #VALUE! | 0.0047604 | #VALUE! | #VALUE! | #VALUE! | #VALUE! | #VALUE! | #VALUE! |  |  |  |  | 0 | 0 | 0 | -4.1557e-12 | #VALUE! | #VALUE! | #VALUE! | #VALUE! | #VALUE! | #VALUE! | 0.00019503 | #VALUE! | #VALUE! | #VALUE! | #VALUE! | #VALUE! | #VALUE! | -4.3395e-16 | #VALUE! | #VALUE! | #VALUE! | #VALUE! | #VALUE! | #VALUE! | 0.00094077 | #VALUE! | #VALUE! | #VALUE! | #VALUE! | #VALUE! | #VALUE! | 0.0018235 | #VALUE! | #VALUE! | #VALUE! | #VALUE! | #VALUE! | #VALUE! |  |  |  |  | 0 | 0 | 0 | -3.8402e-12 | #VALUE! | #VALUE! | #VALUE! | #VALUE! | #VALUE! | #VALUE! | -6.6073e-06 | #VALUE! | #VALUE! | #VALUE! | #VALUE! | #VALUE! | #VALUE! | -6.6047e-10 | #VALUE! | #VALUE! | #VALUE! | #VALUE! | #VALUE! | #VALUE! | 0.00021443 | #VALUE! | #VALUE! | #VALUE! | #VALUE! | #VALUE! | #VALUE! | 0.00011942 | #VALUE! | #VALUE! | #VALUE! | #VALUE! | #VALUE! | #VALUE! |  |  |  |  | 0 | 0 | 0 | 5.7993e-14 | #VALUE! | #VALUE! | #VALUE! | #VALUE! | #VALUE! | #VALUE! | 0.00022574 | #VALUE! | #VALUE! | #VALUE! | #VALUE! | #VALUE! | #VALUE! | 5.7668e-09 | #VALUE! | #VALUE! | #VALUE! | #VALUE! | #VALUE! | #VALUE! | -2.7632e-05 | #VALUE! | #VALUE! | #VALUE! | #VALUE! | #VALUE! | #VALUE! | 0.0001694 | #VALUE! | #VALUE! | #VALUE! | #VALUE! | #VALUE! | #VALUE! |  |  |  |  | 0 | 0 | 0 | 0.00011911 | #VALUE! | #VALUE! | #VALUE! | #VALUE! | #VALUE! | #VALUE! | 0.0002832 | #VALUE! | #VALUE! | #VALUE! | #VALUE! | #VALUE! | #VALUE! | -6.9598e-11 | #VALUE! | #VALUE! | #VALUE! | #VALUE! | #VALUE! | #VALUE! | 1.5075e-05 | #VALUE! | #VALUE! | #VALUE! | #VALUE! | #VALUE! | #VALUE! |  |  |  |  | 0 | 0 | 0 |  |  |  |  | 0 | 0 | 0 |  |  |  |  | 0 | 0 | 0 | -2.9733e-06 | #VALUE! | #VALUE! | #VALUE! | #VALUE! | #VALUE! | #VALUE! | -1.0907e-09 | #VALUE! | #VALUE! | #VALUE! | #VALUE! | #VALUE! | #VALUE! |  |  |  |  | 0 | 0 | 0 |  |  |  |  | 0 | 0 | 0 |  |  |  |  | 0 | 0 | 0 |  |  |  |  | 0 | 0 | 0 | 6.0651e-05 | #VALUE! | #VALUE! | #VALUE! | #VALUE! | #VALUE! | #VALUE! | 4.3054e-08 | #VALUE! | #VALUE! | #VALUE! | #VALUE! | #VALUE! | #VALUE! |  |  |  |  | 0 | 0 | 0 |  |  |  |  | 0 | 0 | 0 |  |  |  |  | 0 | 0 | 0 |  |  |  |  | 0 | 0 | 0 | -1.2628e-06 | #VALUE! | #VALUE! | #VALUE! | #VALUE! | #VALUE! | #VALUE! |  |  |  |  | 0 | 0 | 0 |  |  |  |  | 0 | 0 | 0 |  |  |  |  | 0 | 0 | 0 |  |  |  |  | 0 | 0 | 0 |  |  |  |  | 0 | 0 | 0 | -1.2814e-06 | #VALUE! | #VALUE! | #VALUE! | #VALUE! | #VALUE! | #VALUE! | -7.8008e-16 | #VALUE! | #VALUE! | #VALUE! | #VALUE! | #VALUE! | #VALUE! | 6.7833e-06 | #VALUE! | #VALUE! | #VALUE! | #VALUE! | #VALUE! | #VALUE! | -0.0035712 | #VALUE! | #VALUE! | #VALUE! | #VALUE! | #VALUE! | #VALUE! |  |  |  |  | 0 | 0 | 0 |  |  |  |  | 0 | 0 | 0 | -1.6066e-11 | #VALUE! | #VALUE! | #VALUE! | #VALUE! | #VALUE! | #VALUE! | -5.517e-11 | #VALUE! | #VALUE! | #VALUE! | #VALUE! | #VALUE! | #VALUE! |  |  |  |  | 0 | 0 | 0 | -2.9234e-06 | #VALUE! | #VALUE! | #VALUE! | #VALUE! | #VALUE! | #VALUE! |  |  |  |  | 0 | 0 | 0 |  |  |  |  | 0 | 0 | 0 | 0.00035402 | #VALUE! | #VALUE! | #VALUE! | #VALUE! | #VALUE! | #VALUE! | -4.4069e-07 | #VALUE! | #VALUE! | #VALUE! | #VALUE! | #VALUE! | #VALUE!
|  |  | 0 | 0 | 0 | 1.6202e-05 | #VALUE! | #VALUE! | #VALUE! | #VALUE! | #VALUE! | #VALUE! | 2.7537e-05 | #VALUE! | #VALUE! | #VALUE! | #VALUE! | #VALUE! | #VALUE! | 0.00016144 | #VALUE! | #VALUE! | #VALUE! | #VALUE! | #VALUE! | #VALUE! | 0.015841 | #VALUE! | #VALUE! | #VALUE! | #VALUE! | #VALUE! | #VALUE! | 2.659 | #VALUE! | #VALUE! | #VALUE! | #VALUE! | #VALUE! | #VALUE! | -6.3582e-07 | #VALUE! | #VALUE! | #VALUE! | #VALUE! | #VALUE! | #VALUE! | -3.6351e-07 | #VALUE! | #VALUE! | #VALUE! | #VALUE! | #VALUE! | #VALUE! | -3.8162e-05 | #VALUE! | #VALUE! | #VALUE! | #VALUE! | #VALUE! | #VALUE! | -1.1009e-05 | #VALUE! | #VALUE! | #VALUE! | #VALUE! | #VALUE! | #VALUE! | 1.1251e-05 | #VALUE! | #VALUE! | #VALUE! | #VALUE! | #VALUE! | #VALUE! | -0.56995 | #VALUE! | #VALUE! | #VALUE! | #VALUE! | #VALUE! | #VALUE! | 2.2128e-07 | #VALUE! | #VALUE! | #VALUE! | #VALUE! | #VALUE! | #VALUE! | 3.2372e-06 | #VALUE! | #VALUE! | #VALUE! | #VALUE! | #VALUE! | #VALUE! | -7.6153e-06 | #VALUE! | #VALUE! | #VALUE! | #VALUE! | #VALUE! | #VALUE! | 2.3096e-05 | #VALUE! | #VALUE! | #VALUE! | #VALUE! | #VALUE! | #VALUE! | 4.3917e-06 | #VALUE! | #VALUE! | #VALUE! | #VALUE! | #VALUE! | #VALUE! | 0.11575 | #VALUE! | #VALUE! | #VALUE! | #VALUE! | #VALUE! | #VALUE! | 2.4702e-07 | #VALUE! | #VALUE! | #VALUE! | #VALUE! | #VALUE! | #VALUE! | -5.1418e-08 | #VALUE! | #VALUE! | #VALUE! | #VALUE! | #VALUE! | #VALUE! | -8.6046e-06 | #VALUE! | #VALUE! | #VALUE! | #VALUE! | #VALUE! | #VALUE! | -1.1843e-05 | #VALUE! | #VALUE! | #VALUE! | #VALUE! | #VALUE! | #VALUE! | -4.6565e-05 | #VALUE! | #VALUE! | #VALUE! | #VALUE! | #VALUE! | #VALUE! | 0.54519 | #VALUE! | #VALUE! | #VALUE! | #VALUE! | #VALUE! | #VALUE! | -2.3881e-06 | #VALUE! | #VALUE! | #VALUE! | #VALUE! | #VALUE! | #VALUE! | 2.1615e-06 | #VALUE! | #VALUE! | #VALUE! | #VALUE! | #VALUE! | #VALUE! | 2.0688e-05 | #VALUE! | #VALUE! | #VALUE! | #VALUE! | #VALUE! | #VALUE! | 0.0003958 | #VALUE! | #VALUE! | #VALUE! | #VALUE! | #VALUE! | #VALUE! | 1.3403e-05 | #VALUE! | #VALUE! | #VALUE! | #VALUE! | #VALUE! | #VALUE! | 0.91106 | #VALUE! | #VALUE! | #VALUE! | #VALUE! | #VALUE! | #VALUE! | 1.4673e-08 | #VALUE! | #VALUE! | #VALUE! | #VALUE! | #VALUE! | #VALUE! | 6.4052e-06 | #VALUE! | #VALUE! | #VALUE! | #VALUE! | #VALUE! | #VALUE! | -3.9415e-05 | #VALUE! | #VALUE! | #VALUE! | #VALUE! | #VALUE! | #VALUE! | 6.9023e-06 | #VALUE! | #VALUE! | #VALUE! | #VALUE! | #VALUE! | #VALUE! | 6.3146e-06 | #VALUE! | #VALUE! | #VALUE! | #VALUE! | #VALUE! | #VALUE! | 0.25837 | #VALUE! | #VALUE! | #VALUE! | #VALUE! | #VALUE! | #VALUE! | -3.2981e-07 | #VALUE! | #VALUE! | #VALUE! | #VALUE! | #VALUE! | #VALUE! | 0.00045915 | #VALUE! | #VALUE! | #VALUE! | #VALUE! | #VALUE! | #VALUE! | -0.0001421 | #VALUE! | #VALUE! | #VALUE! | #VALUE! | #VALUE! | #VALUE! | 0.00035503 | #VALUE! | #VALUE! | #VALUE! | #VALUE! | #VALUE! | #VALUE! | -2.3412e-05 | #VALUE! | #VALUE! | #VALUE! | #VALUE! | #VALUE! | #VALUE! | 4.4882e-05 | #VALUE! | #VALUE! | #VALUE! | #VALUE! | #VALUE! | #VALUE! | 3.6196e-06 | #VALUE! | #VALUE! | #VALUE! | #VALUE! | #VALUE! | #VALUE! | -1.0664e-07 | #VALUE! | #VALUE! | #VALUE! | #VALUE! | #VALUE! | #VALUE! | -0.01178 | #VALUE! | #VALUE! | #VALUE! | #VALUE! | #VALUE! | #VALUE! | 4.4852e-06 | #VALUE! | #VALUE! | #VALUE! | #VALUE! | #VALUE! | #VALUE! | 2.2359e-06 | #VALUE! | #VALUE! | #VALUE! | #VALUE! | #VALUE! | #VALUE! | 0.00032913 | #VALUE! | #VALUE! | #VALUE! | #VALUE! | #VALUE! | #VALUE! | -1.0602e-06 | #VALUE! | #VALUE! | #VALUE! | #VALUE! | #VALUE! | #VALUE! | -0.00021794 | #VALUE! | #VALUE! | #VALUE! | #VALUE! | #VALUE! | #VALUE! | 0.0013594 | #VALUE! | #VALUE! | #VALUE! | #VALUE! | #VALUE! | #VALUE! | 9.1975e-07 | #VALUE! | #VALUE! | #VALUE! | #VALUE! | #VALUE! | #VALUE! | 3.61e-06 | #VALUE! | #VALUE! | #VALUE! | #VALUE! | #VALUE! | #VALUE! | -5.6486e-05 | #VALUE! | #VALUE! | #VALUE! | #VALUE! | #VALUE! | #VALUE! | -3.2576e-06 | #VALUE! | #VALUE! | #VALUE! | #VALUE! | #VALUE! | #VALUE! | -7.7915e-07 | #VALUE! | #VALUE! | #VALUE! | #VALUE! | #VALUE! | #VALUE! | -0.00011679 | #VALUE! | #VALUE! | #VALUE! | #VALUE! | #VALUE! | #VALUE! | -2.8225e-06 | #VALUE! | #VALUE! | #VALUE! | #VALUE! | #VALUE! | #VALUE! | -0.5739 | #VALUE! | #VALUE! | #VALUE! | #VALUE! | #VALUE! | #VALUE! | 2.5758e-05 | #VALUE! | #VALUE! | #VALUE! | #VALUE! | #VALUE! | #VALUE! | 2.9546e-06 | #VALUE! | #VALUE! | #VALUE! | #VALUE! | #VALUE! | #VALUE! | -1.0661e-06 | #VALUE! | #VALUE! | #VALUE! | #VALUE! | #VALUE! | #VALUE! | -0.0034687 | #VALUE! | #VALUE! | #VALUE! | #VALUE! | #VALUE! | #VALUE! | 1.039e-06 | #VALUE! | #VALUE! | #VALUE! | #VALUE! | #VALUE! | #VALUE! | -7.7108e-07 | #VALUE! | #VALUE! | #VALUE! | #VALUE! | #VALUE! | #VALUE! | -0.003772 | #VALUE! | #VALUE! | #VALUE! | #VALUE! | #VALUE! | #VALUE! | -1.3873e-06 | #VALUE! | #VALUE! | #VALUE! | #VALUE! | #VALUE! | #VALUE! | -3.4219e-07 | #VALUE! | #VALUE! | #VALUE! | #VALUE! | #VALUE! | #VALUE! | -1.3347e-10 | #VALUE! | #VALUE! | #VALUE! | #VALUE! | #VALUE! | #VALUE! | -5.0952e-06 | #VALUE! | #VALUE! | #VALUE! | #VALUE! | #VALUE! | #VALUE! | -0.13557 | #VALUE! | #VALUE! | #VALUE! | #VALUE! | #VALUE! | #VALUE! | -0.0040129 | #VALUE! | #VALUE! | #VALUE! | #VALUE! | #VALUE! | #VALUE! | 2.6211e-06 | #VALUE! | #VALUE! | #VALUE! | #VALUE! | #VALUE! | #VALUE! | 7.8509e-05 | #VALUE! | #VALUE! | #VALUE! | #VALUE! | #VALUE! | #VALUE! | 1.7721e-05 | #VALUE! | #VALUE! | #VALUE! | #VALUE! | #VALUE! | #VALUE! |  |  |  |  | 0 | 0 | 0 | -3.7156e-06 | #VALUE! | #VALUE! | #VALUE! | #VALUE! | #VALUE! | #VALUE! | -1.0264e-05 | #VALUE! | #VALUE! | #VALUE! | #VALUE! | #VALUE! | #VALUE! | 2.4689e-10 | #VALUE! | #VALUE! | #VALUE! | #VALUE! | #VALUE! | #VALUE! | -5.8263e-06 | #VALUE! | #VALUE! | #VALUE! | #VALUE! | #VALUE! | #VALUE! | -3.6087e-06 | #VALUE! | #VALUE! | #VALUE! | #VALUE! | #VALUE! | #VALUE! | 3.1351e-08 | #VALUE! | #VALUE! | #VALUE! | #VALUE! | #VALUE! | #VALUE! | 2.2733e-06 | #VALUE! | #VALUE! | #VALUE! | #VALUE! | #VALUE! | #VALUE! | -1.2556e-05 | #VALUE! | #VALUE! | #VALUE! | #VALUE! | #VALUE! | #VALUE! | -2.5499e-08 | #VALUE! | #VALUE! | #VALUE! | #VALUE! | #VALUE! | #VALUE! | 6.6942e-05 | #VALUE! | #VALUE! | #VALUE! | #VALUE! | #VALUE! | #VALUE! | -1.2111e-05 | #VALUE! | #VALUE! | #VALUE! | #VALUE! | #VALUE! | #VALUE! |  |  |  |  | 0 | 0 | 0 | -9.8384e-06 | #VALUE! | #VALUE! | #VALUE! | #VALUE! | #VALUE! | #VALUE! | -1.5244e-05 | #VALUE! | #VALUE! | #VALUE! | #VALUE! | #VALUE! | #VALUE! | 1.6922e-08 | #VALUE! | #VALUE! | #VALUE! | #VALUE! | #VALUE! | #VALUE! | 1.9907e-05 | #VALUE! | #VALUE! | #VALUE! | #VALUE! | #VALUE! | #VALUE! | 1.4654e-05 | #VALUE! | #VALUE! | #VALUE! | #VALUE! | #VALUE! | #VALUE! | -4.0554e-09 | #VALUE! | #VALUE! | #VALUE! | #VALUE! | #VALUE! | #VALUE! | 3.7268e-07 | #VALUE! | #VALUE! | #VALUE! | #VALUE! | #VALUE! | #VALUE! | -1.4049e-05 | #VALUE! | #VALUE! | #VALUE! | #VALUE! | #VALUE! | #VALUE! | 4.9338e-12 | #VALUE! | #VALUE! | #VALUE! | #VALUE! | #VALUE! | #VALUE! | -5.1083e-05 | #VALUE! | #VALUE! | #VALUE! | #VALUE! | #VALUE! | #VALUE! | 2.7169e-05 | #VALUE! | #VALUE! | #VALUE! | #VALUE! | #VALUE! | #VALUE! | -5.8642e-15 | #VALUE! | #VALUE! | #VALUE! | #VALUE! | #VALUE! | #VALUE! | 6.6448e-07 | #VALUE! | #VALUE! | #VALUE! | #VALUE! | #VALUE! | #VALUE! | 3.2636e-05 | #VALUE! | #VALUE! | #VALUE! | #VALUE! | #VALUE! | #VALUE! | -2.4794e-08 | #VALUE! | #VALUE! | #VALUE! | #VALUE! | #VALUE! | #VALUE! | -0.0062328 | #VALUE! | #VALUE! | #VALUE! | #VALUE! | #VALUE! | #VALUE! | 4.5911e-05 | #VALUE! | #VALUE! | #VALUE! | #VALUE! | #VALUE! | #VALUE! | 8.6529e-11 | #VALUE! | #VALUE! | #VALUE! | #VALUE! | #VALUE! | #VALUE! | -6.16e-06 | #VALUE! | #VALUE! | #VALUE! | #VALUE! | #VALUE! | #VALUE! | 0.00012502 | #VALUE! | #VALUE! | #VALUE! | #VALUE! | #VALUE! | #VALUE! | -3.7709e-09 | #VALUE! | #VALUE! | #VALUE! | #VALUE! | #VALUE! | #VALUE! | -0.00047432 | #VALUE! | #VALUE! | #VALUE! | #VALUE! | #VALUE! | #VALUE! |  |  |  |  | 0 | 0 | 0 | -7.2713e-15 | #VALUE! | #VALUE! | #VALUE! | #VALUE! | #VALUE! | #VALUE! | -2.8093e-05 | #VALUE! | #VALUE! | #VALUE! | #VALUE! | #VALUE! | #VALUE! | -0.0018518 | #VALUE! | #VALUE! | #VALUE! | #VALUE! | #VALUE! | #VALUE! | 2.9367e-09 | #VALUE! | #VALUE! | #VALUE! | #VALUE! | #VALUE! | #VALUE! | -0.00032783 | #VALUE! | #VALUE! | #VALUE! | #VALUE! | #VALUE! | #VALUE! | -1.3202e-05 | #VALUE! | #VALUE! | #VALUE! | #VALUE! | #VALUE! | #VALUE! | -3.2227e-10 | #VALUE! | #VALUE! | #VALUE! | #VALUE! | #VALUE! | #VALUE! | 2.5244e-07 | #VALUE! | #VALUE! | #VALUE! | #VALUE! | #VALUE! | #VALUE! | -0.0056892 | #VALUE! | #VALUE! | #VALUE! | #VALUE! | #VALUE! | #VALUE! | -2.5723e-11 | #VALUE! | #VALUE! | #VALUE! | #VALUE! | #VALUE! | #VALUE! | -1.6844e-05 | #VALUE! | #VALUE! | #VALUE! | #VALUE! | #VALUE! | #VALUE! | -4.6705e-05 | #VALUE! | #VALUE! | #VALUE! | #VALUE! | #VALUE! | #VALUE! |  |  |  |  | 0 | 0 | 0 | 4.8936e-08 | #VALUE! | #VALUE! | #VALUE! | #VALUE! | #VALUE! | #VALUE! | 1.4458e-05 | #VALUE! | #VALUE! | #VALUE! | #VALUE! | #VALUE! | #VALUE! |  |  |  |  | 0 | 0 | 0 | -1.9967e-05 | #VALUE! | #VALUE! | #VALUE! | #VALUE! | #VALUE! | #VALUE! |  |  |  |  | 0 | 0 | 0 | -6.3551e-15 | #VALUE! | #VALUE! | #VALUE! | #VALUE! | #VALUE! | #VALUE! | -3.6182e-12 | #VALUE! | #VALUE! | #VALUE! | #VALUE! | #VALUE! | #VALUE! | -0.0027943 | #VALUE! | #VALUE! | #VALUE! | #VALUE! | #VALUE! | #VALUE! | -3.225e-11 | #VALUE! | #VALUE! | #VALUE! | #VALUE! | #VALUE! | #VALUE! | -1.5076e-05 | #VALUE! | #VALUE! | #VALUE! | #VALUE! | #VALUE! | #VALUE! | 4.3429e-05 | #VALUE! | #VALUE! | #VALUE! | #VALUE! | #VALUE! | #VALUE! |  |  |  |  | 0 | 0 | 0 | -7.6619e-05 | #VALUE! | #VALUE! | #VALUE! | #VALUE! | #VALUE! | #VALUE! | -0.003192 | #VALUE! | #VALUE! | #VALUE! | #VALUE! | #VALUE! | #VALUE! | -1.6748e-09 | #VALUE! | #VALUE! | #VALUE! | #VALUE! | #VALUE! | #VALUE! | -0.00038214 | #VALUE! | #VALUE! | #VALUE! | #VALUE! | #VALUE! | #VALUE! | 4.525e-05 | #VALUE! | #VALUE! | #VALUE! | #VALUE! | #VALUE! | #VALUE! | -7.9323e-15 | #VALUE! | #VALUE! | #VALUE! | #VALUE! | #VALUE! | #VALUE! |  |  |  |  | 0 | 0 | 0 |  |  |  |  | 0 | 0 | 0 | -5.9123e-07 | #VALUE! | #VALUE! | #VALUE! | #VALUE! | #VALUE! | #VALUE! | -0.070856 | #VALUE! | #VALUE! | #VALUE! | #VALUE! | #VALUE! | #VALUE! | -0.00031275 | #VALUE! | #VALUE! | #VALUE! | #VALUE! | #VALUE! | #VALUE! | -3.1194e-07 | #VALUE! | #VALUE! | #VALUE! | #VALUE! | #VALUE! | #VALUE! | -3.1093e-05 | #VALUE! | #VALUE! | #VALUE! | #VALUE! | #VALUE! | #VALUE! | 2.9114e-05 | #VALUE! | #VALUE! | #VALUE! | #VALUE! | #VALUE! | #VALUE! | 3.5822e-10 | #VALUE! | #VALUE! | #VALUE! | #VALUE! | #VALUE! | #VALUE! | 0.0016654 | #VALUE! | #VALUE! | #VALUE! | #VALUE! | #VALUE! | #VALUE! | 7.0757e-07 | #VALUE! | #VALUE! | #VALUE! | #VALUE! | #VALUE! | #VALUE! | 2.1052e-05 | #VALUE! | #VALUE! | #VALUE! | #VALUE! | #VALUE! | #VALUE! | 5.7388e-05 | #VALUE! | #VALUE! | #VALUE! | #VALUE! | #VALUE! | #VALUE! | 0.00019972 | #VALUE! | #VALUE! | #VALUE! | #VALUE! | #VALUE! | #VALUE! | 4.6273e-06 | #VALUE! | #VALUE! | #VALUE! | #VALUE! | #VALUE! | #VALUE! | 6.4215e-05 | #VALUE! | #VALUE! | #VALUE! | #VALUE! | #VALUE! | #VALUE! | 0.0014408 | #VALUE! | #VALUE! | #VALUE! | #VALUE! | #VALUE! | #VALUE! | -1.5548e-05 | #VALUE! | #VALUE! | #VALUE! | #VALUE! | #VALUE! | #VALUE! | -0.00011997 | #VALUE! | #VALUE! | #VALUE! | #VALUE! | #VALUE! | #VALUE! | -1.6179e-05 | #VALUE! | #VALUE! | #VALUE! | #VALUE! | #VALUE! | #VALUE! | 2.5075e-10 | #VALUE! | #VALUE! | #VALUE! | #VALUE! | #VALUE! | #VALUE! | 3.2569e-07 | #VALUE! | #VALUE! | #VALUE! | #VALUE! | #VALUE! | #VALUE! | 0.00038916 | #VALUE! | #VALUE! | #VALUE! | #VALUE! | #VALUE! | #VALUE! | 4.548e-05 | #VALUE! | #VALUE! | #VALUE! | #VALUE! | #VALUE! | #VALUE! | -2.2243e-09 | #VALUE! | #VALUE! | #VALUE! | #VALUE! | #VALUE! | #VALUE! | -1.1922e-05 | #VALUE! | #VALUE! | #VALUE! | #VALUE! | #VALUE! | #VALUE! | 5.8617e-06 | #VALUE! | #VALUE! | #VALUE! | #VALUE! | #VALUE! | #VALUE! | 6.4841e-07 | #VALUE! | #VALUE! | #VALUE! | #VALUE! | #VALUE! | #VALUE! | -0.0027396 | #VALUE! | #VALUE! | #VALUE! | #VALUE! | #VALUE! | #VALUE! | 0.00039018 | #VALUE! | #VALUE! | #VALUE! | #VALUE! | #VALUE! | #VALUE! | 0.00075133 | #VALUE! | #VALUE! | #VALUE! | #VALUE! | #VALUE! | #VALUE! | 0.00020628 | #VALUE! | #VALUE! | #VALUE! | #VALUE! | #VALUE! | #VALUE! | 2.6557e-07 | #VALUE! | #VALUE! | #VALUE! | #VALUE! | #VALUE! | #VALUE! | -3.1777e-05 | #VALUE! | #VALUE! | #VALUE! | #VALUE! | #VALUE! | #VALUE! | -6.2588e-05 | #VALUE! | #VALUE! | #VALUE! | #VALUE! | #VALUE! | #VALUE! | 6.484e-05 | #VALUE! | #VALUE! | #VALUE! | #VALUE! | #VALUE! | #VALUE! | 8.5079e-08 | #VALUE! | #VALUE! | #VALUE! | #VALUE! | #VALUE! | #VALUE! | 0.00018363 | #VALUE! | #VALUE! | #VALUE! | #VALUE! | #VALUE! | #VALUE! | 1.7891e-07 | #VALUE! | #VALUE! | #VALUE! | #VALUE! | #VALUE! | #VALUE! | 0.0057115 | #VALUE! | #VALUE! | #VALUE! | #VALUE! | #VALUE! | #VALUE! | -76156629.5011 | #VALUE! | #VALUE! | #VALUE! | #VALUE! | #VALUE! | #VALUE! | 0.00015107 | #VALUE! | #VALUE! | #VALUE! | #VALUE! | #VALUE! | #VALUE! | 2.4381e-05 | #VALUE! | #VALUE! | #VALUE! | #VALUE! | #VALUE! | #VALUE! | 0.00041717 | #VALUE! | #VALUE! | #VALUE! | #VALUE! | #VALUE! | #VALUE! | -10778.7403 | #VALUE! | #VALUE! | #VALUE! | #VALUE! | #VALUE! | #VALUE! | -0.014296 | #VALUE! | #VALUE! | #VALUE! | #VALUE! | #VALUE! | #VALUE! | 4.402e-05 | #VALUE! | #VALUE! | #VALUE! | #VALUE! | #VALUE! | #VALUE! | 6.6681e-06 | #VALUE! | #VALUE! | #VALUE! | #VALUE! | #VALUE! | #VALUE! | 5.0735e-05 | #VALUE! | #VALUE! | #VALUE! | #VALUE! | #VALUE! | #VALUE! | -0.0035298 | #VALUE! | #VALUE! | #VALUE! | #VALUE! | #VALUE! | #VALUE! | 3.8305e-10 | #VALUE! | #VALUE! | #VALUE! | #VALUE! | #VALUE! | #VALUE! | -8.6113e-07 | #VALUE! | #VALUE! | #VALUE! | #VALUE! | #VALUE! | #VALUE! | 0.00095039 | #VALUE! | #VALUE! | #VALUE! | #VALUE! | #VALUE! | #VALUE! | 1.5994e-09 | #VALUE! | #VALUE! | #VALUE! | #VALUE! | #VALUE! | #VALUE! | 3.0257e-05 | #VALUE! | #VALUE! | #VALUE! | #VALUE! | #VALUE! | #VALUE! | -3.8883e-06 | #VALUE! | #VALUE! | #VALUE! | #VALUE! | #VALUE! | #VALUE! | 5.2226e-05 | #VALUE! | #VALUE! | #VALUE! | #VALUE! | #VALUE! | #VALUE! | 0.00012816 | #VALUE! | #VALUE! | #VALUE! | #VALUE! | #VALUE! | #VALUE! | -0.0025558 | #VALUE! | #VALUE! | #VALUE! | #VALUE! | #VALUE! | #VALUE! | 8.2904e-06 | #VALUE! | #VALUE! | #VALUE! | #VALUE! | #VALUE! | #VALUE! | 6.6022e-06 | #VALUE! | #VALUE! | #VALUE! | #VALUE! | #VALUE! | #VALUE! | -0.0016551 | #VALUE! | #VALUE! | #VALUE! | #VALUE! | #VALUE! | #VALUE! | 1.4778e-06 | #VALUE! | #VALUE! | #VALUE! | #VALUE! | #VALUE! | #VALUE! | -1.1754e-05 | #VALUE! | #VALUE! | #VALUE! | #VALUE! | #VALUE! | #VALUE! | -4.0841e-05 | #VALUE! | #VALUE! | #VALUE! | #VALUE! | #VALUE! | #VALUE! | 1.0675e-05 | #VALUE! | #VALUE! | #VALUE! | #VALUE! | #VALUE! | #VALUE! | 0.00010227 | #VALUE! | #VALUE! | #VALUE! | #VALUE! | #VALUE! | #VALUE! | -4.8565e-06 | #VALUE! | #VALUE! | #VALUE! | #VALUE! | #VALUE! | #VALUE! | 5.5621e-05 | #VALUE! | #VALUE! | #VALUE! | #VALUE! | #VALUE! | #VALUE! | -1.9173e-06 | #VALUE! | #VALUE! | #VALUE! | #VALUE! | #VALUE! | #VALUE! | 1.6252e-05 | #VALUE! | #VALUE! | #VALUE! | #VALUE! | #VALUE! | #VALUE! | 4.1464e-05 | #VALUE! | #VALUE! | #VALUE! | #VALUE! | #VALUE! | #VALUE! | 0.00046595 | #VALUE! | #VALUE! | #VALUE! | #VALUE! | #VALUE! | #VALUE! | -0.0052202 | #VALUE! | #VALUE! | #VALUE! | #VALUE! | #VALUE! | #VALUE! | 0.00010802 | #VALUE! | #VALUE! | #VALUE! | #VALUE! | #VALUE! | #VALUE! | 5.7881e-05 | #VALUE! | #VALUE! | #VALUE! | #VALUE! | #VALUE! | #VALUE! | 8.2966e-05 | #VALUE! | #VALUE! | #VALUE! | #VALUE! | #VALUE! | #VALUE! |  |  |  |  | 0 | 0 | 0 | -2.3647e-05 | #VALUE! | #VALUE! | #VALUE! | #VALUE! | #VALUE! | #VALUE! | -6.8637e-06 | #VALUE! | #VALUE! | #VALUE! | #VALUE! | #VALUE! | #VALUE! | -4.9858e-11 | #VALUE! | #VALUE! | #VALUE! | #VALUE! | #VALUE! | #VALUE! | -46494.2132 | #VALUE! | #VALUE! | #VALUE! | #VALUE! | #VALUE! | #VALUE! | 8.5266e-05 | #VALUE! | #VALUE! | #VALUE! | #VALUE! | #VALUE! | #VALUE! |  |  |  |  | 0 | 0 | 0 | 0.00065968 | #VALUE! | #VALUE! | #VALUE! | #VALUE! | #VALUE! | #VALUE! | 0.00016519 | #VALUE! | #VALUE! | #VALUE! | #VALUE! | #VALUE! | #VALUE! | -5.5386e-07 | #VALUE! | #VALUE! | #VALUE! | #VALUE! | #VALUE! | #VALUE! | -4.5188e-05 | #VALUE! | #VALUE! | #VALUE! | #VALUE! | #VALUE! | #VALUE! | 0.0023767 | #VALUE! | #VALUE! | #VALUE! | #VALUE! | #VALUE! | #VALUE! |  |  |  |  | 0 | 0 | 0 | -1.8467e-05 | #VALUE! | #VALUE! | #VALUE! | #VALUE! | #VALUE! | #VALUE! | -7.9479e-06 | #VALUE! | #VALUE! | #VALUE! | #VALUE! | #VALUE! | #VALUE! | -3.3788e-11 | #VALUE! | #VALUE! | #VALUE! | #VALUE! | #VALUE! | #VALUE! | -5.5016e-05 | #VALUE! | #VALUE! | #VALUE! | #VALUE! | #VALUE! | #VALUE! | -0.00015809 | #VALUE! | #VALUE! | #VALUE! | #VALUE! | #VALUE! | #VALUE! |  |  |  |  | 0 | 0 | 0 | -2.2991e-05 | #VALUE! | #VALUE! | #VALUE! | #VALUE! | #VALUE! | #VALUE! | -1.6537e-05 | #VALUE! | #VALUE! | #VALUE! | #VALUE! | #VALUE! | #VALUE! | 4.2363e-12 | #VALUE! | #VALUE! | #VALUE! | #VALUE! | #VALUE! | #VALUE! | -8.4562e-11 | #VALUE! | #VALUE! | #VALUE! | #VALUE! | #VALUE! | #VALUE! | 5.2171e-07 | #VALUE! | #VALUE! | #VALUE! | #VALUE! | #VALUE! | #VALUE! |  |  |  |  | 0 | 0 | 0 | 1.9653e-06 | #VALUE! | #VALUE! | #VALUE! | #VALUE! | #VALUE! | #VALUE! | -7.7313e-06 | #VALUE! | #VALUE! | #VALUE! | #VALUE! | #VALUE! | #VALUE! | 5.9281e-08 | #VALUE! | #VALUE! | #VALUE! | #VALUE! | #VALUE! | #VALUE! |  |  |  |  | 0 | 0 | 0 | 1.7007e-07 | #VALUE! | #VALUE! | #VALUE! | #VALUE! | #VALUE! | #VALUE! |  |  |  |  | 0 | 0 | 0 | 2.3511e-13 | #VALUE! | #VALUE! | #VALUE! | #VALUE! | #VALUE! | #VALUE! | -3.2914e-05 | #VALUE! | #VALUE! | #VALUE! | #VALUE! | #VALUE! | #VALUE! | -1.5557e-09 | #VALUE! | #VALUE! | #VALUE! | #VALUE! | #VALUE! | #VALUE! |  |  |  |  | 0 | 0 | 0 |  |  |  |  | 0 | 0 | 0 |  |  |  |  | 0 | 0 | 0 |  |  |  |  | 0 | 0 | 0 | -7.3932e-05 | #VALUE! | #VALUE! | #VALUE! | #VALUE! | #VALUE! | #VALUE! | 3.048e-08 | #VALUE! | #VALUE! | #VALUE! | #VALUE! | #VALUE! | #VALUE! |  |  |  |  | 0 | 0 | 0 |  |  |  |  | 0 | 0 | 0 |  |  |  |  | 0 | 0 | 0 |  |  |  |  | 0 | 0 | 0 | -3.2027e-06 | #VALUE! | #VALUE! | #VALUE! | #VALUE! | #VALUE! | #VALUE! | -4.4725e-07 | #VALUE! | #VALUE! | #VALUE! | #VALUE! | #VALUE! | #VALUE! |  |  |  |  | 0 | 0 | 0 |  |  |  |  | 0 | 0 | 0 |  |  |  |  | 0 | 0 | 0 |  |  |  |  | 0 | 0 | 0 |  |  |  |  | 0 | 0 | 0 |  |  |  |  | 0 | 0 | 0 |  |  |  |  | 0 | 0 | 0 |  |  |  |  | 0 | 0 | 0 |  |  |  |  | 0 | 0 | 0 |  |  |  |  | 0 | 0 | 0 |  |  |  |  | 0 | 0 | 0 | -3.4019e-11 | #VALUE! | #VALUE! | #VALUE! | #VALUE! | #VALUE! | #VALUE! | 3.5963e-05 | #VALUE! | #VALUE! | #VALUE! | #VALUE! | #VALUE! | #VALUE! | -5.6361e-09 | #VALUE! | #VALUE! | #VALUE! | #VALUE! | #VALUE! | #VALUE! |  |  |  |  | 0 | 0 | 0 |  |  |  |  | 0 | 0 | 0 | 5.4798e-05 | #VALUE! | #VALUE! | #VALUE! | #VALUE! | #VALUE! | #VALUE! | -2.307e-09 | #VALUE! | #VALUE! | #VALUE! | #VALUE! | #VALUE! | #VALUE! |  |  |  |  | 0 | 0 | 0 |  |  |  |  | 0 | 0 | 0 |  |  |  |  | 0 | 0 | 0 |  |  |  |  | 0 | 0 | 0 | -1.6874e-11 | #VALUE! | #VALUE! | #VALUE! | #VALUE! | #VALUE! | #VALUE! | -7.6924e-16 | #VALUE! | #VALUE! | #VALUE! | #VALUE! | #VALUE! | #VALUE!
|  |  | 0 | 0 | 0 | -0.00021767 | #VALUE! | #VALUE! | #VALUE! | #VALUE! | #VALUE! | #VALUE! | 6.5393e-07 | #VALUE! | #VALUE! | #VALUE! | #VALUE! | #VALUE! | #VALUE! | -1.4057e-05 | #VALUE! | #VALUE! | #VALUE! | #VALUE! | #VALUE! | #VALUE! | 1.0366e-06 | #VALUE! | #VALUE! | #VALUE! | #VALUE! | #VALUE! | #VALUE! | -0.60475 | #VALUE! | #VALUE! | #VALUE! | #VALUE! | #VALUE! | #VALUE! | -6.7072e-06 | #VALUE! | #VALUE! | #VALUE! | #VALUE! | #VALUE! | #VALUE! | -1.326e-06 | #VALUE! | #VALUE! | #VALUE! | #VALUE! | #VALUE! | #VALUE! | -8.9561e-06 | #VALUE! | #VALUE! | #VALUE! | #VALUE! | #VALUE! | #VALUE! | -2.5385e-06 | #VALUE! | #VALUE! | #VALUE! | #VALUE! | #VALUE! | #VALUE! | 1.1909e-06 | #VALUE! | #VALUE! | #VALUE! | #VALUE! | #VALUE! | #VALUE! | 1.9907e-05 | #VALUE! | #VALUE! | #VALUE! | #VALUE! | #VALUE! | #VALUE! | -3.3346e-06 | #VALUE! | #VALUE! | #VALUE! | #VALUE! | #VALUE! | #VALUE! | -1.9459e-06 | #VALUE! | #VALUE! | #VALUE! | #VALUE! | #VALUE! | #VALUE! | -3.5308e-05 | #VALUE! | #VALUE! | #VALUE! | #VALUE! | #VALUE! | #VALUE! | -8.7224e-06 | #VALUE! | #VALUE! | #VALUE! | #VALUE! | #VALUE! | #VALUE! | 1.1676e-06 | #VALUE! | #VALUE! | #VALUE! | #VALUE! | #VALUE! | #VALUE! | -0.18232 | #VALUE! | #VALUE! | #VALUE! | #VALUE! | #VALUE! | #VALUE! | 2.0887e-08 | #VALUE! | #VALUE! | #VALUE! | #VALUE! | #VALUE! | #VALUE! | 2.1614e-06 | #VALUE! | #VALUE! | #VALUE! | #VALUE! | #VALUE! | #VALUE! | -2.7951e-05 | #VALUE! | #VALUE! | #VALUE! | #VALUE! | #VALUE! | #VALUE! | 2.2232e-09 | #VALUE! | #VALUE! | #VALUE! | #VALUE! | #VALUE! | #VALUE! | -8.4059e-07 | #VALUE! | #VALUE! | #VALUE! | #VALUE! | #VALUE! | #VALUE! | 1.025 | #VALUE! | #VALUE! | #VALUE! | #VALUE! | #VALUE! | #VALUE! | 1.5413e-06 | #VALUE! | #VALUE! | #VALUE! | #VALUE! | #VALUE! | #VALUE! | 1.5903e-06 | #VALUE! | #VALUE! | #VALUE! | #VALUE! | #VALUE! | #VALUE! | -8.8754e-05 | #VALUE! | #VALUE! | #VALUE! | #VALUE! | #VALUE! | #VALUE! | 4.5718e-05 | #VALUE! | #VALUE! | #VALUE! | #VALUE! | #VALUE! | #VALUE! | -9.4893e-07 | #VALUE! | #VALUE! | #VALUE! | #VALUE! | #VALUE! | #VALUE! | 1.4365 | #VALUE! | #VALUE! | #VALUE! | #VALUE! | #VALUE! | #VALUE! | -9.7607e-08 | #VALUE! | #VALUE! | #VALUE! | #VALUE! | #VALUE! | #VALUE! | -1.6339e-09 | #VALUE! | #VALUE! | #VALUE! | #VALUE! | #VALUE! | #VALUE! | 2.1036e-05 | #VALUE! | #VALUE! | #VALUE! | #VALUE! | #VALUE! | #VALUE! | 4.3302e-07 | #VALUE! | #VALUE! | #VALUE! | #VALUE! | #VALUE! | #VALUE! | -8.3324e-05 | #VALUE! | #VALUE! | #VALUE! | #VALUE! | #VALUE! | #VALUE! | 0.63382 | #VALUE! | #VALUE! | #VALUE! | #VALUE! | #VALUE! | #VALUE! | 2.5886e-07 | #VALUE! | #VALUE! | #VALUE! | #VALUE! | #VALUE! | #VALUE! | -0.00012361 | #VALUE! | #VALUE! | #VALUE! | #VALUE! | #VALUE! | #VALUE! | -0.0099282 | #VALUE! | #VALUE! | #VALUE! | #VALUE! | #VALUE! | #VALUE! | 5.5117e-07 | #VALUE! | #VALUE! | #VALUE! | #VALUE! | #VALUE! | #VALUE! | 0.00063908 | #VALUE! | #VALUE! | #VALUE! | #VALUE! | #VALUE! | #VALUE! | 0.002047 | #VALUE! | #VALUE! | #VALUE! | #VALUE! | #VALUE! | #VALUE! | -1.6824e-05 | #VALUE! | #VALUE! | #VALUE! | #VALUE! | #VALUE! | #VALUE! | -8.4219e-07 | #VALUE! | #VALUE! | #VALUE! | #VALUE! | #VALUE! | #VALUE! | -1.3384e-10 | #VALUE! | #VALUE! | #VALUE! | #VALUE! | #VALUE! | #VALUE! | -1.0845e-05 | #VALUE! | #VALUE! | #VALUE! | #VALUE! | #VALUE! | #VALUE! | -3.9227e-07 | #VALUE! | #VALUE! | #VALUE! | #VALUE! | #VALUE! | #VALUE! | 4.5522e-05 | #VALUE! | #VALUE! | #VALUE! | #VALUE! | #VALUE! | #VALUE! | -2.0426e-06 | #VALUE! | #VALUE! | #VALUE! | #VALUE! | #VALUE! | #VALUE! | 0.00076903 | #VALUE! | #VALUE! | #VALUE! | #VALUE! | #VALUE! | #VALUE! | -0.0025332 | #VALUE! | #VALUE! | #VALUE! | #VALUE! | #VALUE! | #VALUE! | -5.9395e-06 | #VALUE! | #VALUE! | #VALUE! | #VALUE! | #VALUE! | #VALUE! | 1.267e-06 | #VALUE! | #VALUE! | #VALUE! | #VALUE! | #VALUE! | #VALUE! | 5.9103e-05 | #VALUE! | #VALUE! | #VALUE! | #VALUE! | #VALUE! | #VALUE! | 3.5042e-06 | #VALUE! | #VALUE! | #VALUE! | #VALUE! | #VALUE! | #VALUE! | 4.6867e-08 | #VALUE! | #VALUE! | #VALUE! | #VALUE! | #VALUE! | #VALUE! | -0.0051273 | #VALUE! | #VALUE! | #VALUE! | #VALUE! | #VALUE! | #VALUE! | 4.9393e-06 | #VALUE! | #VALUE! | #VALUE! | #VALUE! | #VALUE! | #VALUE! | -0.17221 | #VALUE! | #VALUE! | #VALUE! | #VALUE! | #VALUE! | #VALUE! | 0.0015705 | #VALUE! | #VALUE! | #VALUE! | #VALUE! | #VALUE! | #VALUE! | -1.6983e-06 | #VALUE! | #VALUE! | #VALUE! | #VALUE! | #VALUE! | #VALUE! | -3.9433e-07 | #VALUE! | #VALUE! | #VALUE! | #VALUE! | #VALUE! | #VALUE! | -0.00013691 | #VALUE! | #VALUE! | #VALUE! | #VALUE! | #VALUE! | #VALUE! | 2.0711e-09 | #VALUE! | #VALUE! | #VALUE! | #VALUE! | #VALUE! | #VALUE! | 1.5204e-06 | #VALUE! | #VALUE! | #VALUE! | #VALUE! | #VALUE! | #VALUE! | -0.01239 | #VALUE! | #VALUE! | #VALUE! | #VALUE! | #VALUE! | #VALUE! | -4.1205e-06 | #VALUE! | #VALUE! | #VALUE! | #VALUE! | #VALUE! | #VALUE! | 8.9526e-07 | #VALUE! | #VALUE! | #VALUE! | #VALUE! | #VALUE! | #VALUE! | -5.6651e-06 | #VALUE! | #VALUE! | #VALUE! | #VALUE! | #VALUE! | #VALUE! | 1.6582e-07 | #VALUE! | #VALUE! | #VALUE! | #VALUE! | #VALUE! | #VALUE! | 0.17217 | #VALUE! | #VALUE! | #VALUE! | #VALUE! | #VALUE! | #VALUE! | -0.010568 | #VALUE! | #VALUE! | #VALUE! | #VALUE! | #VALUE! | #VALUE! | -1.9347e-05 | #VALUE! | #VALUE! | #VALUE! | #VALUE! | #VALUE! | #VALUE! | 2.8505e-06 | #VALUE! | #VALUE! | #VALUE! | #VALUE! | #VALUE! | #VALUE! | 1.2908e-05 | #VALUE! | #VALUE! | #VALUE! | #VALUE! | #VALUE! | #VALUE! |  |  |  |  | 0 | 0 | 0 | -4.9979e-06 | #VALUE! | #VALUE! | #VALUE! | #VALUE! | #VALUE! | #VALUE! | -1.8874e-05 | #VALUE! | #VALUE! | #VALUE! | #VALUE! | #VALUE! | #VALUE! | 4.287e-09 | #VALUE! | #VALUE! | #VALUE! | #VALUE! | #VALUE! | #VALUE! | 6.7791e-06 | #VALUE! | #VALUE! | #VALUE! | #VALUE! | #VALUE! | #VALUE! | -1.0781e-05 | #VALUE! | #VALUE! | #VALUE! | #VALUE! | #VALUE! | #VALUE! | -2.0859e-09 | #VALUE! | #VALUE! | #VALUE! | #VALUE! | #VALUE! | #VALUE! | -1.163e-05 | #VALUE! | #VALUE! | #VALUE! | #VALUE! | #VALUE! | #VALUE! | -2.2339e-05 | #VALUE! | #VALUE! | #VALUE! | #VALUE! | #VALUE! | #VALUE! | 4.4764e-12 | #VALUE! | #VALUE! | #VALUE! | #VALUE! | #VALUE! | #VALUE! | -2.3328e-05 | #VALUE! | #VALUE! | #VALUE! | #VALUE! | #VALUE! | #VALUE! | -2.6899e-05 | #VALUE! | #VALUE! | #VALUE! | #VALUE! | #VALUE! | #VALUE! |  |  |  |  | 0 | 0 | 0 | -2.1852e-05 | #VALUE! | #VALUE! | #VALUE! | #VALUE! | #VALUE! | #VALUE! | -2.8069e-05 | #VALUE! | #VALUE! | #VALUE! | #VALUE! | #VALUE! | #VALUE! | -3.0621e-07 | #VALUE! | #VALUE! | #VALUE! | #VALUE! | #VALUE! | #VALUE! | 5.8622e-05 | #VALUE! | #VALUE! | #VALUE! | #VALUE! | #VALUE! | #VALUE! | 2.6583e-05 | #VALUE! | #VALUE! | #VALUE! | #VALUE! | #VALUE! | #VALUE! | 4.9341e-08 | #VALUE! | #VALUE! | #VALUE! | #VALUE! | #VALUE! | #VALUE! | -2.6335e-06 | #VALUE! | #VALUE! | #VALUE! | #VALUE! | #VALUE! | #VALUE! | -2.7084e-05 | #VALUE! | #VALUE! | #VALUE! | #VALUE! | #VALUE! | #VALUE! | -5.8587e-09 | #VALUE! | #VALUE! | #VALUE! | #VALUE! | #VALUE! | #VALUE! | 3.9587e-07 | #VALUE! | #VALUE! | #VALUE! | #VALUE! | #VALUE! | #VALUE! | 1.8539e-05 | #VALUE! | #VALUE! | #VALUE! | #VALUE! | #VALUE! | #VALUE! | 9.5834e-11 | #VALUE! | #VALUE! | #VALUE! | #VALUE! | #VALUE! | #VALUE! | 2.8155e-07 | #VALUE! | #VALUE! | #VALUE! | #VALUE! | #VALUE! | #VALUE! | -1.7509e-05 | #VALUE! | #VALUE! | #VALUE! | #VALUE! | #VALUE! | #VALUE! | 4.4961e-12 | #VALUE! | #VALUE! | #VALUE! | #VALUE! | #VALUE! | #VALUE! | -0.00047974 | #VALUE! | #VALUE! | #VALUE! | #VALUE! | #VALUE! | #VALUE! | 5.3642e-07 | #VALUE! | #VALUE! | #VALUE! | #VALUE! | #VALUE! | #VALUE! | -4.9715e-10 | #VALUE! | #VALUE! | #VALUE! | #VALUE! | #VALUE! | #VALUE! | -5.2592e-06 | #VALUE! | #VALUE! | #VALUE! | #VALUE! | #VALUE! | #VALUE! | 0.00027957 | #VALUE! | #VALUE! | #VALUE! | #VALUE! | #VALUE! | #VALUE! | 6.6322e-09 | #VALUE! | #VALUE! | #VALUE! | #VALUE! | #VALUE! | #VALUE! | 0.0016691 | #VALUE! | #VALUE! | #VALUE! | #VALUE! | #VALUE! | #VALUE! |  |  |  |  | 0 | 0 | 0 | 3.4012e-09 | #VALUE! | #VALUE! | #VALUE! | #VALUE! | #VALUE! | #VALUE! | -1.2251e-05 | #VALUE! | #VALUE! | #VALUE! | #VALUE! | #VALUE! | #VALUE! | -0.00078703 | #VALUE! | #VALUE! | #VALUE! | #VALUE! | #VALUE! | #VALUE! | -4.4456e-11 | #VALUE! | #VALUE! | #VALUE! | #VALUE! | #VALUE! | #VALUE! | -0.00051129 | #VALUE! | #VALUE! | #VALUE! | #VALUE! | #VALUE! | #VALUE! |  |  |  |  | 0 | 0 | 0 | -2.5996e-09 | #VALUE! | #VALUE! | #VALUE! | #VALUE! | #VALUE! | #VALUE! | 4.0246e-06 | #VALUE! | #VALUE! | #VALUE! | #VALUE! | #VALUE! | #VALUE! | -1.4691e-11 | #VALUE! | #VALUE! | #VALUE! | #VALUE! | #VALUE! | #VALUE! | -1.6575e-09 | #VALUE! | #VALUE! | #VALUE! | #VALUE! | #VALUE! | #VALUE! | -0.00037223 | #VALUE! | #VALUE! | #VALUE! | #VALUE! | #VALUE! | #VALUE! | -2.6546e-05 | #VALUE! | #VALUE! | #VALUE! | #VALUE! | #VALUE! | #VALUE! |  |  |  |  | 0 | 0 | 0 | 4.4386e-06 | #VALUE! | #VALUE! | #VALUE! | #VALUE! | #VALUE! | #VALUE! | -3.3915e-06 | #VALUE! | #VALUE! | #VALUE! | #VALUE! | #VALUE! | #VALUE! |  |  |  |  | 0 | 0 | 0 | -0.00035287 | #VALUE! | #VALUE! | #VALUE! | #VALUE! | #VALUE! | #VALUE! |  |  |  |  | 0 | 0 | 0 | 7.6596e-09 | #VALUE! | #VALUE! | #VALUE! | #VALUE! | #VALUE! | #VALUE! | 9.9477e-08 | #VALUE! | #VALUE! | #VALUE! | #VALUE! | #VALUE! | #VALUE! | -1.4628e-11 | #VALUE! | #VALUE! | #VALUE! | #VALUE! | #VALUE! | #VALUE! | -2.027e-09 | #VALUE! | #VALUE! | #VALUE! | #VALUE! | #VALUE! | #VALUE! | -1.7416e-05 | #VALUE! | #VALUE! | #VALUE! | #VALUE! | #VALUE! | #VALUE! | -6.6984e-06 | #VALUE! | #VALUE! | #VALUE! | #VALUE! | #VALUE! | #VALUE! |  |  |  |  | 0 | 0 | 0 | -0.00070612 | #VALUE! | #VALUE! | #VALUE! | #VALUE! | #VALUE! | #VALUE! | -1.5742e-11 | #VALUE! | #VALUE! | #VALUE! | #VALUE! | #VALUE! | #VALUE! | 6.8434e-08 | #VALUE! | #VALUE! | #VALUE! | #VALUE! | #VALUE! | #VALUE! | -4.7432e-11 | #VALUE! | #VALUE! | #VALUE! | #VALUE! | #VALUE! | #VALUE! | -8.805e-06 | #VALUE! | #VALUE! | #VALUE! | #VALUE! | #VALUE! | #VALUE! | -4.8249e-10 | #VALUE! | #VALUE! | #VALUE! | #VALUE! | #VALUE! | #VALUE! |  |  |  |  | 0 | 0 | 0 |  |  |  |  | 0 | 0 | 0 | -4.8628e-16 | #VALUE! | #VALUE! | #VALUE! | #VALUE! | #VALUE! | #VALUE! | -2.0462e-05 | #VALUE! | #VALUE! | #VALUE! | #VALUE! | #VALUE! | #VALUE! | -3.6379e-05 | #VALUE! | #VALUE! | #VALUE! | #VALUE! | #VALUE! | #VALUE! |  |  |  |  | 0 | 0 | 0 | 0.00078033 | #VALUE! | #VALUE! | #VALUE! | #VALUE! | #VALUE! | #VALUE! | -1.747e-05 | #VALUE! | #VALUE! | #VALUE! | #VALUE! | #VALUE! | #VALUE! | -9.6249e-06 | #VALUE! | #VALUE! | #VALUE! | #VALUE! | #VALUE! | #VALUE! | 1.1766e-05 | #VALUE! | #VALUE! | #VALUE! | #VALUE! | #VALUE! | #VALUE! | -0.0015679 | #VALUE! | #VALUE! | #VALUE! | #VALUE! | #VALUE! | #VALUE! | 2.5184e-09 | #VALUE! | #VALUE! | #VALUE! | #VALUE! | #VALUE! | #VALUE! | -3.3458e-05 | #VALUE! | #VALUE! | #VALUE! | #VALUE! | #VALUE! | #VALUE! | 2.4269e-05 | #VALUE! | #VALUE! | #VALUE! | #VALUE! | #VALUE! | #VALUE! | 4.2539e-10 | #VALUE! | #VALUE! | #VALUE! | #VALUE! | #VALUE! | #VALUE! | 0.0024895 | #VALUE! | #VALUE! | #VALUE! | #VALUE! | #VALUE! | #VALUE! | -6.1549e-05 | #VALUE! | #VALUE! | #VALUE! | #VALUE! | #VALUE! | #VALUE! | -2.5157e-07 | #VALUE! | #VALUE! | #VALUE! | #VALUE! | #VALUE! | #VALUE! | -9.935e-10 | #VALUE! | #VALUE! | #VALUE! | #VALUE! | #VALUE! | #VALUE! | -1.1209e-05 | #VALUE! | #VALUE! | #VALUE! | #VALUE! | #VALUE! | #VALUE! | -5.6091e-07 | #VALUE! | #VALUE! | #VALUE! | #VALUE! | #VALUE! | #VALUE! | -2.5065e-05 | #VALUE! | #VALUE! | #VALUE! | #VALUE! | #VALUE! | #VALUE! | 0.00070822 | #VALUE! | #VALUE! | #VALUE! | #VALUE! | #VALUE! | #VALUE! | 6.1904e-05 | #VALUE! | #VALUE! | #VALUE! | #VALUE! | #VALUE! | #VALUE! | 3.6169e-05 | #VALUE! | #VALUE! | #VALUE! | #VALUE! | #VALUE! | #VALUE! | -3.4531e-05 | #VALUE! | #VALUE! | #VALUE! | #VALUE! | #VALUE! | #VALUE! | 2.3111e-10 | #VALUE! | #VALUE! | #VALUE! | #VALUE! | #VALUE! | #VALUE! | 1.5028e-06 | #VALUE! | #VALUE! | #VALUE! | #VALUE! | #VALUE! | #VALUE! | 0.00045457 | #VALUE! | #VALUE! | #VALUE! | #VALUE! | #VALUE! | #VALUE! | 4.5348e-05 | #VALUE! | #VALUE! | #VALUE! | #VALUE! | #VALUE! | #VALUE! | 7.5831e-05 | #VALUE! | #VALUE! | #VALUE! | #VALUE! | #VALUE! | #VALUE! | 2.3803e-05 | #VALUE! | #VALUE! | #VALUE! | #VALUE! | #VALUE! | #VALUE! | -1.7779e-06 | #VALUE! | #VALUE! | #VALUE! | #VALUE! | #VALUE! | #VALUE! | -3.4803e-05 | #VALUE! | #VALUE! | #VALUE! | #VALUE! | #VALUE! | #VALUE! | 0.00051588 | #VALUE! | #VALUE! | #VALUE! | #VALUE! | #VALUE! | #VALUE! | -0.0038126 | #VALUE! | #VALUE! | #VALUE! | #VALUE! | #VALUE! | #VALUE! | -0.0002041 | #VALUE! | #VALUE! | #VALUE! | #VALUE! | #VALUE! | #VALUE! | 2.187e-05 | #VALUE! | #VALUE! | #VALUE! | #VALUE! | #VALUE! | #VALUE! | -1.0916e-06 | #VALUE! | #VALUE! | #VALUE! | #VALUE! | #VALUE! | #VALUE! | 2.9568e-05 | #VALUE! | #VALUE! | #VALUE! | #VALUE! | #VALUE! | #VALUE! | -4.6162e-06 | #VALUE! | #VALUE! | #VALUE! | #VALUE! | #VALUE! | #VALUE! | -2.1141e-05 | #VALUE! | #VALUE! | #VALUE! | #VALUE! | #VALUE! | #VALUE! | -5.9998e-05 | #VALUE! | #VALUE! | #VALUE! | #VALUE! | #VALUE! | #VALUE! | 0.0021295 | #VALUE! | #VALUE! | #VALUE! | #VALUE! | #VALUE! | #VALUE! | 0.00022645 | #VALUE! | #VALUE! | #VALUE! | #VALUE! | #VALUE! | #VALUE! | 0.11528 | #VALUE! | #VALUE! | #VALUE! | #VALUE! | #VALUE! | #VALUE! | 1.9159e-05 | #VALUE! | #VALUE! | #VALUE! | #VALUE! | #VALUE! | #VALUE! | 2.8794e-05 | #VALUE! | #VALUE! | #VALUE! | #VALUE! | #VALUE! | #VALUE! | -1.1629e-05 | #VALUE! | #VALUE! | #VALUE! | #VALUE! | #VALUE! | #VALUE! | -0.010657 | #VALUE! | #VALUE! | #VALUE! | #VALUE! | #VALUE! | #VALUE! | -4.6808e-07 | #VALUE! | #VALUE! | #VALUE! | #VALUE! | #VALUE! | #VALUE! | -0.007013 | #VALUE! | #VALUE! | #VALUE! | #VALUE! | #VALUE! | #VALUE! | -1.7415e-06 | #VALUE! | #VALUE! | #VALUE! | #VALUE! | #VALUE! | #VALUE! | -2060.8427 | #VALUE! | #VALUE! | #VALUE! | #VALUE! | #VALUE! | #VALUE! | -0.00010364 | #VALUE! | #VALUE! | #VALUE! | #VALUE! | #VALUE! | #VALUE! | -6.0696e-05 | #VALUE! | #VALUE! | #VALUE! | #VALUE! | #VALUE! | #VALUE! | 2.8169e-09 | #VALUE! | #VALUE! | #VALUE! | #VALUE! | #VALUE! | #VALUE! | -3.9773e-05 | #VALUE! | #VALUE! | #VALUE! | #VALUE! | #VALUE! | #VALUE! | 0.0048834 | #VALUE! | #VALUE! | #VALUE! | #VALUE! | #VALUE! | #VALUE! | 3.0945e-05 | #VALUE! | #VALUE! | #VALUE! | #VALUE! | #VALUE! | #VALUE! | 5.8525e-06 | #VALUE! | #VALUE! | #VALUE! | #VALUE! | #VALUE! | #VALUE! | 0.00017414 | #VALUE! | #VALUE! | #VALUE! | #VALUE! | #VALUE! | #VALUE! | 1.4159e-06 | #VALUE! | #VALUE! | #VALUE! | #VALUE! | #VALUE! | #VALUE! | -1.1551e-05 | #VALUE! | #VALUE! | #VALUE! | #VALUE! | #VALUE! | #VALUE! | 0.00091089 | #VALUE! | #VALUE! | #VALUE! | #VALUE! | #VALUE! | #VALUE! | 3.7948e-05 | #VALUE! | #VALUE! | #VALUE! | #VALUE! | #VALUE! | #VALUE! | -4.2439e-05 | #VALUE! | #VALUE! | #VALUE! | #VALUE! | #VALUE! | #VALUE! | -6.7616e-05 | #VALUE! | #VALUE! | #VALUE! | #VALUE! | #VALUE! | #VALUE! | 5.4987e-09 | #VALUE! | #VALUE! | #VALUE! | #VALUE! | #VALUE! | #VALUE! | 5.9282e-06 | #VALUE! | #VALUE! | #VALUE! | #VALUE! | #VALUE! | #VALUE! | -5.184e-06 | #VALUE! | #VALUE! | #VALUE! | #VALUE! | #VALUE! | #VALUE! | 1.9056e-09 | #VALUE! | #VALUE! | #VALUE! | #VALUE! | #VALUE! | #VALUE! | 3.7627e-08 | #VALUE! | #VALUE! | #VALUE! | #VALUE! | #VALUE! | #VALUE! | -1.1081e-11 | #VALUE! | #VALUE! | #VALUE! | #VALUE! | #VALUE! | #VALUE! | -0.00081565 | #VALUE! | #VALUE! | #VALUE! | #VALUE! | #VALUE! | #VALUE! | -8.9614e-11 | #VALUE! | #VALUE! | #VALUE! | #VALUE! | #VALUE! | #VALUE! | 5.566e-07 | #VALUE! | #VALUE! | #VALUE! | #VALUE! | #VALUE! | #VALUE! |  |  |  |  | 0 | 0 | 0 | 7.4581e-05 | #VALUE! | #VALUE! | #VALUE! | #VALUE! | #VALUE! | #VALUE! | -1.0045e-05 | #VALUE! | #VALUE! | #VALUE! | #VALUE! | #VALUE! | #VALUE! | -8.1404e-10 | #VALUE! | #VALUE! | #VALUE! | #VALUE! | #VALUE! | #VALUE! | 0.001355 | #VALUE! | #VALUE! | #VALUE! | #VALUE! | #VALUE! | #VALUE! | 5.4525e-07 | #VALUE! | #VALUE! | #VALUE! | #VALUE! | #VALUE! | #VALUE! |  |  |  |  | 0 | 0 | 0 | -2.3166e-05 | #VALUE! | #VALUE! | #VALUE! | #VALUE! | #VALUE! | #VALUE! | 1.7062e-05 | #VALUE! | #VALUE! | #VALUE! | #VALUE! | #VALUE! | #VALUE! | -4.4656e-16 | #VALUE! | #VALUE! | #VALUE! | #VALUE! | #VALUE! | #VALUE! | 8.4684e-07 | #VALUE! | #VALUE! | #VALUE! | #VALUE! | #VALUE! | #VALUE! | -0.000175 | #VALUE! | #VALUE! | #VALUE! | #VALUE! | #VALUE! | #VALUE! |  |  |  |  | 0 | 0 | 0 | -6.8687e-07 | #VALUE! | #VALUE! | #VALUE! | #VALUE! | #VALUE! | #VALUE! | -1.2563e-05 | #VALUE! | #VALUE! | #VALUE! | #VALUE! | #VALUE! | #VALUE! | -3.4237e-10 | #VALUE! | #VALUE! | #VALUE! | #VALUE! | #VALUE! | #VALUE! | 0.00023528 | #VALUE! | #VALUE! | #VALUE! | #VALUE! | #VALUE! | #VALUE! | 0.00045661 | #VALUE! | #VALUE! | #VALUE! | #VALUE! | #VALUE! | #VALUE! |  |  |  |  | 0 | 0 | 0 | -3.3558e-07 | #VALUE! | #VALUE! | #VALUE! | #VALUE! | #VALUE! | #VALUE! | -4.6174e-05 | #VALUE! | #VALUE! | #VALUE! | #VALUE! | #VALUE! | #VALUE! | -5.7062e-09 | #VALUE! | #VALUE! | #VALUE! | #VALUE! | #VALUE! | #VALUE! | -0.00013318 | #VALUE! | #VALUE! | #VALUE! | #VALUE! | #VALUE! | #VALUE! | 0.0031324 | #VALUE! | #VALUE! | #VALUE! | #VALUE! | #VALUE! | #VALUE! |  |  |  |  | 0 | 0 | 0 | -1.5545e-08 | #VALUE! | #VALUE! | #VALUE! | #VALUE! | #VALUE! | #VALUE! | -2.4433e-05 | #VALUE! | #VALUE! | #VALUE! | #VALUE! | #VALUE! | #VALUE! | -6.2934e-07 | #VALUE! | #VALUE! | #VALUE! | #VALUE! | #VALUE! | #VALUE! |  |  |  |  | 0 | 0 | 0 | 0.0050757 | #VALUE! | #VALUE! | #VALUE! | #VALUE! | #VALUE! | #VALUE! |  |  |  |  | 0 | 0 | 0 | 1.211e-06 | #VALUE! | #VALUE! | #VALUE! | #VALUE! | #VALUE! | #VALUE! | -0.00010324 | #VALUE! | #VALUE! | #VALUE! | #VALUE! | #VALUE! | #VALUE! | 6.6068e-08 | #VALUE! | #VALUE! | #VALUE! | #VALUE! | #VALUE! | #VALUE! |  |  |  |  | 0 | 0 | 0 |  |  |  |  | 0 | 0 | 0 |  |  |  |  | 0 | 0 | 0 |  |  |  |  | 0 | 0 | 0 | 0.00049748 | #VALUE! | #VALUE! | #VALUE! | #VALUE! | #VALUE! | #VALUE! |  |  |  |  | 0 | 0 | 0 |  |  |  |  | 0 | 0 | 0 |  |  |  |  | 0 | 0 | 0 |  |  |  |  | 0 | 0 | 0 |  |  |  |  | 0 | 0 | 0 | -8.0907e-05 | #VALUE! | #VALUE! | #VALUE! | #VALUE! | #VALUE! | #VALUE! | -6.7066e-16 | #VALUE! | #VALUE! | #VALUE! | #VALUE! | #VALUE! | #VALUE! |  |  |  |  | 0 | 0 | 0 |  |  |  |  | 0 | 0 | 0 |  |  |  |  | 0 | 0 | 0 |  |  |  |  | 0 | 0 | 0 |  |  |  |  | 0 | 0 | 0 |  |  |  |  | 0 | 0 | 0 |  |  |  |  | 0 | 0 | 0 |  |  |  |  | 0 | 0 | 0 |  |  |  |  | 0 | 0 | 0 |  |  |  |  | 0 | 0 | 0 |  |  |  |  | 0 | 0 | 0 | -1.9715e-09 | #VALUE! | #VALUE! | #VALUE! | #VALUE! | #VALUE! | #VALUE! |  |  |  |  | 0 | 0 | 0 | -1.8263e-07 | #VALUE! | #VALUE! | #VALUE! | #VALUE! | #VALUE! | #VALUE! |  |  |  |  | 0 | 0 | 0 |  |  |  |  | 0 | 0 | 0 | -3.8171e-06 | #VALUE! | #VALUE! | #VALUE! | #VALUE! | #VALUE! | #VALUE! | 5.8134e-08 | #VALUE! | #VALUE! | #VALUE! | #VALUE! | #VALUE! | #VALUE! |  |  |  |  | 0 | 0 | 0 |  |  |  |  | 0 | 0 | 0 |  |  |  |  | 0 | 0 | 0 |  |  |  |  | 0 | 0 | 0 | 8.6506e-05 | #VALUE! | #VALUE! | #VALUE! | #VALUE! | #VALUE! | #VALUE! | -5.9086e-11 | #VALUE! | #VALUE! | #VALUE! | #VALUE! | #VALUE! | #VALUE!
|  |  | 0 | 0 | 0 | 4.5541e-05 | #VALUE! | #VALUE! | #VALUE! | #VALUE! | #VALUE! | #VALUE! | 0.00025551 | #VALUE! | #VALUE! | #VALUE! | #VALUE! | #VALUE! | #VALUE! | -3.0946e-07 | #VALUE! | #VALUE! | #VALUE! | #VALUE! | #VALUE! | #VALUE! | -1.1451e-05 | #VALUE! | #VALUE! | #VALUE! | #VALUE! | #VALUE! | #VALUE! | 1.2071e-05 | #VALUE! | #VALUE! | #VALUE! | #VALUE! | #VALUE! | #VALUE! | 2.3835e-06 | #VALUE! | #VALUE! | #VALUE! | #VALUE! | #VALUE! | #VALUE! | 1.1703e-06 | #VALUE! | #VALUE! | #VALUE! | #VALUE! | #VALUE! | #VALUE! | -4.0722e-06 | #VALUE! | #VALUE! | #VALUE! | #VALUE! | #VALUE! | #VALUE! | 5.6004e-07 | #VALUE! | #VALUE! | #VALUE! | #VALUE! | #VALUE! | #VALUE! | 2.0092e-06 | #VALUE! | #VALUE! | #VALUE! | #VALUE! | #VALUE! | #VALUE! | 6.0853e-05 | #VALUE! | #VALUE! | #VALUE! | #VALUE! | #VALUE! | #VALUE! | 3.1639e-07 | #VALUE! | #VALUE! | #VALUE! | #VALUE! | #VALUE! | #VALUE! | -2.8582e-06 | #VALUE! | #VALUE! | #VALUE! | #VALUE! | #VALUE! | #VALUE! | 1.9291e-05 | #VALUE! | #VALUE! | #VALUE! | #VALUE! | #VALUE! | #VALUE! | 4.6928e-06 | #VALUE! | #VALUE! | #VALUE! | #VALUE! | #VALUE! | #VALUE! | 2.0718e-05 | #VALUE! | #VALUE! | #VALUE! | #VALUE! | #VALUE! | #VALUE! | 1.0822 | #VALUE! | #VALUE! | #VALUE! | #VALUE! | #VALUE! | #VALUE! | -1.1961e-06 | #VALUE! | #VALUE! | #VALUE! | #VALUE! | #VALUE! | #VALUE! | 1.8835e-06 | #VALUE! | #VALUE! | #VALUE! | #VALUE! | #VALUE! | #VALUE! | 1.7579e-05 | #VALUE! | #VALUE! | #VALUE! | #VALUE! | #VALUE! | #VALUE! | -25672.2933 | #VALUE! | #VALUE! | #VALUE! | #VALUE! | #VALUE! | #VALUE! | 9.7326e-06 | #VALUE! | #VALUE! | #VALUE! | #VALUE! | #VALUE! | #VALUE! | -0.35672 | #VALUE! | #VALUE! | #VALUE! | #VALUE! | #VALUE! | #VALUE! | -3.724e-06 | #VALUE! | #VALUE! | #VALUE! | #VALUE! | #VALUE! | #VALUE! | -4.346e-10 | #VALUE! | #VALUE! | #VALUE! | #VALUE! | #VALUE! | #VALUE! | 2.4765e-05 | #VALUE! | #VALUE! | #VALUE! | #VALUE! | #VALUE! | #VALUE! | 6.5249e-05 | #VALUE! | #VALUE! | #VALUE! | #VALUE! | #VALUE! | #VALUE! | 1.0434e-06 | #VALUE! | #VALUE! | #VALUE! | #VALUE! | #VALUE! | #VALUE! | -0.46523 | #VALUE! | #VALUE! | #VALUE! | #VALUE! | #VALUE! | #VALUE! | -4.4069e-07 | #VALUE! | #VALUE! | #VALUE! | #VALUE! | #VALUE! | #VALUE! | 16641.9728 | #VALUE! | #VALUE! | #VALUE! | #VALUE! | #VALUE! | #VALUE! | -1.453e-05 | #VALUE! | #VALUE! | #VALUE! | #VALUE! | #VALUE! | #VALUE! | -6.016e-06 | #VALUE! | #VALUE! | #VALUE! | #VALUE! | #VALUE! | #VALUE! | 6.2091e-06 | #VALUE! | #VALUE! | #VALUE! | #VALUE! | #VALUE! | #VALUE! | 0.98137 | #VALUE! | #VALUE! | #VALUE! | #VALUE! | #VALUE! | #VALUE! | -6.1135e-07 | #VALUE! | #VALUE! | #VALUE! | #VALUE! | #VALUE! | #VALUE! | 7.1922e-06 | #VALUE! | #VALUE! | #VALUE! | #VALUE! | #VALUE! | #VALUE! | -1.4199e-10 | #VALUE! | #VALUE! | #VALUE! | #VALUE! | #VALUE! | #VALUE! | 1.878e-05 | #VALUE! | #VALUE! | #VALUE! | #VALUE! | #VALUE! | #VALUE! | -5.1225e-06 | #VALUE! | #VALUE! | #VALUE! | #VALUE! | #VALUE! | #VALUE! | -0.0032278 | #VALUE! | #VALUE! | #VALUE! | #VALUE! | #VALUE! | #VALUE! | 9.6539e-06 | #VALUE! | #VALUE! | #VALUE! | #VALUE! | #VALUE! | #VALUE! | -3.6211e-07 | #VALUE! | #VALUE! | #VALUE! | #VALUE! | #VALUE! | #VALUE! | -6.0095e-06 | #VALUE! | #VALUE! | #VALUE! | #VALUE! | #VALUE! | #VALUE! | 1.093e-06 | #VALUE! | #VALUE! | #VALUE! | #VALUE! | #VALUE! | #VALUE! | 4.9058e-06 | #VALUE! | #VALUE! | #VALUE! | #VALUE! | #VALUE! | #VALUE! | 0.0024111 | #VALUE! | #VALUE! | #VALUE! | #VALUE! | #VALUE! | #VALUE! | -1.1957e-05 | #VALUE! | #VALUE! | #VALUE! | #VALUE! | #VALUE! | #VALUE! | 0.00058126 | #VALUE! | #VALUE! | #VALUE! | #VALUE! | #VALUE! | #VALUE! | -0.00021801 | #VALUE! | #VALUE! | #VALUE! | #VALUE! | #VALUE! | #VALUE! | 9.9203e-09 | #VALUE! | #VALUE! | #VALUE! | #VALUE! | #VALUE! | #VALUE! | -2.0088e-06 | #VALUE! | #VALUE! | #VALUE! | #VALUE! | #VALUE! | #VALUE! | 1.0843e-07 | #VALUE! | #VALUE! | #VALUE! | #VALUE! | #VALUE! | #VALUE! | -2.5227e-05 | #VALUE! | #VALUE! | #VALUE! | #VALUE! | #VALUE! | #VALUE! | -4.4411e-07 | #VALUE! | #VALUE! | #VALUE! | #VALUE! | #VALUE! | #VALUE! | -1.3704e-10 | #VALUE! | #VALUE! | #VALUE! | #VALUE! | #VALUE! | #VALUE! | -1.6864e-05 | #VALUE! | #VALUE! | #VALUE! | #VALUE! | #VALUE! | #VALUE! | 3.0704e-06 | #VALUE! | #VALUE! | #VALUE! | #VALUE! | #VALUE! | #VALUE! | -0.0026136 | #VALUE! | #VALUE! | #VALUE! | #VALUE! | #VALUE! | #VALUE! | -3.6593e-06 | #VALUE! | #VALUE! | #VALUE! | #VALUE! | #VALUE! | #VALUE! | -9.6727e-07 | #VALUE! | #VALUE! | #VALUE! | #VALUE! | #VALUE! | #VALUE! | -0.009059 | #VALUE! | #VALUE! | #VALUE! | #VALUE! | #VALUE! | #VALUE! | -0.00024303 | #VALUE! | #VALUE! | #VALUE! | #VALUE! | #VALUE! | #VALUE! | 8.5739e-06 | #VALUE! | #VALUE! | #VALUE! | #VALUE! | #VALUE! | #VALUE! | -1.2666e-11 | #VALUE! | #VALUE! | #VALUE! | #VALUE! | #VALUE! | #VALUE! | 2.86e-06 | #VALUE! | #VALUE! | #VALUE! | #VALUE! | #VALUE! | #VALUE! | 2.8664e-06 | #VALUE! | #VALUE! | #VALUE! | #VALUE! | #VALUE! | #VALUE! | -5.3199e-05 | #VALUE! | #VALUE! | #VALUE! | #VALUE! | #VALUE! | #VALUE! | 6.3217e-06 | #VALUE! | #VALUE! | #VALUE! | #VALUE! | #VALUE! | #VALUE! | 2.0275 | #VALUE! | #VALUE! | #VALUE! | #VALUE! | #VALUE! | #VALUE! | -1.2224e-11 | #VALUE! | #VALUE! | #VALUE! | #VALUE! | #VALUE! | #VALUE! | 1.2586e-05 | #VALUE! | #VALUE! | #VALUE! | #VALUE! | #VALUE! | #VALUE! | 6.7339e-05 | #VALUE! | #VALUE! | #VALUE! | #VALUE! | #VALUE! | #VALUE! | -7.2759e-05 | #VALUE! | #VALUE! | #VALUE! | #VALUE! | #VALUE! | #VALUE! |  |  |  |  | 0 | 0 | 0 | 1.5798e-06 | #VALUE! | #VALUE! | #VALUE! | #VALUE! | #VALUE! | #VALUE! | 2.3594e-06 | #VALUE! | #VALUE! | #VALUE! | #VALUE! | #VALUE! | #VALUE! | -2.2529e-09 | #VALUE! | #VALUE! | #VALUE! | #VALUE! | #VALUE! | #VALUE! | 8.4829e-06 | #VALUE! | #VALUE! | #VALUE! | #VALUE! | #VALUE! | #VALUE! | -2.1049e-05 | #VALUE! | #VALUE! | #VALUE! | #VALUE! | #VALUE! | #VALUE! | 5.1161e-08 | #VALUE! | #VALUE! | #VALUE! | #VALUE! | #VALUE! | #VALUE! | 3.5597e-07 | #VALUE! | #VALUE! | #VALUE! | #VALUE! | #VALUE! | #VALUE! | -4.8775e-06 | #VALUE! | #VALUE! | #VALUE! | #VALUE! | #VALUE! | #VALUE! | -4.608e-09 | #VALUE! | #VALUE! | #VALUE! | #VALUE! | #VALUE! | #VALUE! | 3.6021e-07 | #VALUE! | #VALUE! | #VALUE! | #VALUE! | #VALUE! | #VALUE! | 2.1245e-05 | #VALUE! | #VALUE! | #VALUE! | #VALUE! | #VALUE! | #VALUE! |  |  |  |  | 0 | 0 | 0 | 1.1662e-05 | #VALUE! | #VALUE! | #VALUE! | #VALUE! | #VALUE! | #VALUE! | -4.6949e-06 | #VALUE! | #VALUE! | #VALUE! | #VALUE! | #VALUE! | #VALUE! | 1.0304e-11 | #VALUE! | #VALUE! | #VALUE! | #VALUE! | #VALUE! | #VALUE! | 6.4478e-06 | #VALUE! | #VALUE! | #VALUE! | #VALUE! | #VALUE! | #VALUE! | 6.2811e-07 | #VALUE! | #VALUE! | #VALUE! | #VALUE! | #VALUE! | #VALUE! | -7.4977e-07 | #VALUE! | #VALUE! | #VALUE! | #VALUE! | #VALUE! | #VALUE! | -1.7725e-05 | #VALUE! | #VALUE! | #VALUE! | #VALUE! | #VALUE! | #VALUE! | -4.7461e-06 | #VALUE! | #VALUE! | #VALUE! | #VALUE! | #VALUE! | #VALUE! | 3.5534 | #VALUE! | #VALUE! | #VALUE! | #VALUE! | #VALUE! | #VALUE! | 0.0019641 | #VALUE! | #VALUE! | #VALUE! | #VALUE! | #VALUE! | #VALUE! | 3.6767e-05 | #VALUE! | #VALUE! | #VALUE! | #VALUE! | #VALUE! | #VALUE! | -5.5202e-10 | #VALUE! | #VALUE! | #VALUE! | #VALUE! | #VALUE! | #VALUE! | 1.0956e-06 | #VALUE! | #VALUE! | #VALUE! | #VALUE! | #VALUE! | #VALUE! | -3.8785e-05 | #VALUE! | #VALUE! | #VALUE! | #VALUE! | #VALUE! | #VALUE! | -4.495e-09 | #VALUE! | #VALUE! | #VALUE! | #VALUE! | #VALUE! | #VALUE! | -9.679e-11 | #VALUE! | #VALUE! | #VALUE! | #VALUE! | #VALUE! | #VALUE! | 0.0031496 | #VALUE! | #VALUE! | #VALUE! | #VALUE! | #VALUE! | #VALUE! | -1.1908e-09 | #VALUE! | #VALUE! | #VALUE! | #VALUE! | #VALUE! | #VALUE! | -6.4371e-06 | #VALUE! | #VALUE! | #VALUE! | #VALUE! | #VALUE! | #VALUE! | 3.8597e-05 | #VALUE! | #VALUE! | #VALUE! | #VALUE! | #VALUE! | #VALUE! | 4.0092e-09 | #VALUE! | #VALUE! | #VALUE! | #VALUE! | #VALUE! | #VALUE! | -3.9348e-11 | #VALUE! | #VALUE! | #VALUE! | #VALUE! | #VALUE! | #VALUE! |  |  |  |  | 0 | 0 | 0 | -3.7705e-10 | #VALUE! | #VALUE! | #VALUE! | #VALUE! | #VALUE! | #VALUE! | -0.0001839 | #VALUE! | #VALUE! | #VALUE! | #VALUE! | #VALUE! | #VALUE! | -1.4303e-11 | #VALUE! | #VALUE! | #VALUE! | #VALUE! | #VALUE! | #VALUE! | 1.391e-10 | #VALUE! | #VALUE! | #VALUE! | #VALUE! | #VALUE! | #VALUE! | -2.5855e-11 | #VALUE! | #VALUE! | #VALUE! | #VALUE! | #VALUE! | #VALUE! |  |  |  |  | 0 | 0 | 0 |  |  |  |  | 0 | 0 | 0 |  |  |  |  | 0 | 0 | 0 | -91524092.5983 | #VALUE! | #VALUE! | #VALUE! | #VALUE! | #VALUE! | #VALUE! | 6.2532e-08 | #VALUE! | #VALUE! | #VALUE! | #VALUE! | #VALUE! | #VALUE! | -0.00061567 | #VALUE! | #VALUE! | #VALUE! | #VALUE! | #VALUE! | #VALUE! |  |  |  |  | 0 | 0 | 0 |  |  |  |  | 0 | 0 | 0 |  |  |  |  | 0 | 0 | 0 | -6.9288e-05 | #VALUE! | #VALUE! | #VALUE! | #VALUE! | #VALUE! | #VALUE! |  |  |  |  | 0 | 0 | 0 | -0.00067389 | #VALUE! | #VALUE! | #VALUE! | #VALUE! | #VALUE! | #VALUE! |  |  |  |  | 0 | 0 | 0 | -3.3502e-10 | #VALUE! | #VALUE! | #VALUE! | #VALUE! | #VALUE! | #VALUE! | 3.5523e-06 | #VALUE! | #VALUE! | #VALUE! | #VALUE! | #VALUE! | #VALUE! | -71620046.7241 | #VALUE! | #VALUE! | #VALUE! | #VALUE! | #VALUE! | #VALUE! | 4.3989e-08 | #VALUE! | #VALUE! | #VALUE! | #VALUE! | #VALUE! | #VALUE! | -0.00028914 | #VALUE! | #VALUE! | #VALUE! | #VALUE! | #VALUE! | #VALUE! | -5.7027e-05 | #VALUE! | #VALUE! | #VALUE! | #VALUE! | #VALUE! | #VALUE! |  |  |  |  | 0 | 0 | 0 | -3.3336e-12 | #VALUE! | #VALUE! | #VALUE! | #VALUE! | #VALUE! | #VALUE! | -105632280.0873 | #VALUE! | #VALUE! | #VALUE! | #VALUE! | #VALUE! | #VALUE! | -7.0915e-07 | #VALUE! | #VALUE! | #VALUE! | #VALUE! | #VALUE! | #VALUE! | 1.5336e-05 | #VALUE! | #VALUE! | #VALUE! | #VALUE! | #VALUE! | #VALUE! | -7.7238e-05 | #VALUE! | #VALUE! | #VALUE! | #VALUE! | #VALUE! | #VALUE! | -1.692e-09 | #VALUE! | #VALUE! | #VALUE! | #VALUE! | #VALUE! | #VALUE! |  |  |  |  | 0 | 0 | 0 |  |  |  |  | 0 | 0 | 0 | -4.9702e-11 | #VALUE! | #VALUE! | #VALUE! | #VALUE! | #VALUE! | #VALUE! | -269715506.753 | #VALUE! | #VALUE! | #VALUE! | #VALUE! | #VALUE! | #VALUE! | -1.3223e-10 | #VALUE! | #VALUE! | #VALUE! | #VALUE! | #VALUE! | #VALUE! |  |  |  |  | 0 | 0 | 0 | 0.00031525 | #VALUE! | #VALUE! | #VALUE! | #VALUE! | #VALUE! | #VALUE! | -6.1722e-06 | #VALUE! | #VALUE! | #VALUE! | #VALUE! | #VALUE! | #VALUE! | -1221.0122 | #VALUE! | #VALUE! | #VALUE! | #VALUE! | #VALUE! | #VALUE! | 4.3592e-07 | #VALUE! | #VALUE! | #VALUE! | #VALUE! | #VALUE! | #VALUE! | 0.0015406 | #VALUE! | #VALUE! | #VALUE! | #VALUE! | #VALUE! | #VALUE! | -1.1705e-05 | #VALUE! | #VALUE! | #VALUE! | #VALUE! | #VALUE! | #VALUE! | -0.00016259 | #VALUE! | #VALUE! | #VALUE! | #VALUE! | #VALUE! | #VALUE! | -1.9124e-05 | #VALUE! | #VALUE! | #VALUE! | #VALUE! | #VALUE! | #VALUE! | -96.4315 | #VALUE! | #VALUE! | #VALUE! | #VALUE! | #VALUE! | #VALUE! | -0.0029751 | #VALUE! | #VALUE! | #VALUE! | #VALUE! | #VALUE! | #VALUE! | 0.000455 | #VALUE! | #VALUE! | #VALUE! | #VALUE! | #VALUE! | #VALUE! | 2.9986e-05 | #VALUE! | #VALUE! | #VALUE! | #VALUE! | #VALUE! | #VALUE! | 2.9346e-05 | #VALUE! | #VALUE! | #VALUE! | #VALUE! | #VALUE! | #VALUE! | -6.1899e-05 | #VALUE! | #VALUE! | #VALUE! | #VALUE! | #VALUE! | #VALUE! | 1.4384e-05 | #VALUE! | #VALUE! | #VALUE! | #VALUE! | #VALUE! | #VALUE! |  |  |  |  | 0 | 0 | 0 | -0.0016406 | #VALUE! | #VALUE! | #VALUE! | #VALUE! | #VALUE! | #VALUE! | -0.00063908 | #VALUE! | #VALUE! | #VALUE! | #VALUE! | #VALUE! | #VALUE! | -0.0004587 | #VALUE! | #VALUE! | #VALUE! | #VALUE! | #VALUE! | #VALUE! | -4.6706e-05 | #VALUE! | #VALUE! | #VALUE! | #VALUE! | #VALUE! | #VALUE! | -8.5889e-07 | #VALUE! | #VALUE! | #VALUE! | #VALUE! | #VALUE! | #VALUE! | -8.1028e-05 | #VALUE! | #VALUE! | #VALUE! | #VALUE! | #VALUE! | #VALUE! | -7.2771e-05 | #VALUE! | #VALUE! | #VALUE! | #VALUE! | #VALUE! | #VALUE! | 6.9378e-05 | #VALUE! | #VALUE! | #VALUE! | #VALUE! | #VALUE! | #VALUE! | 0.00047105 | #VALUE! | #VALUE! | #VALUE! | #VALUE! | #VALUE! | #VALUE! | -1.508e-05 | #VALUE! | #VALUE! | #VALUE! | #VALUE! | #VALUE! | #VALUE! | 1.2183e-06 | #VALUE! | #VALUE! | #VALUE! | #VALUE! | #VALUE! | #VALUE! | 0.00031011 | #VALUE! | #VALUE! | #VALUE! | #VALUE! | #VALUE! | #VALUE! | 0.001021 | #VALUE! | #VALUE! | #VALUE! | #VALUE! | #VALUE! | #VALUE! | -2.1015e-05 | #VALUE! | #VALUE! | #VALUE! | #VALUE! | #VALUE! | #VALUE! | 0.002431 | #VALUE! | #VALUE! | #VALUE! | #VALUE! | #VALUE! | #VALUE! | -1.4756e-05 | #VALUE! | #VALUE! | #VALUE! | #VALUE! | #VALUE! | #VALUE! | 8.9635e-07 | #VALUE! | #VALUE! | #VALUE! | #VALUE! | #VALUE! | #VALUE! | 0.00093304 | #VALUE! | #VALUE! | #VALUE! | #VALUE! | #VALUE! | #VALUE! | -3.8673e-05 | #VALUE! | #VALUE! | #VALUE! | #VALUE! | #VALUE! | #VALUE! | -3.076e-07 | #VALUE! | #VALUE! | #VALUE! | #VALUE! | #VALUE! | #VALUE! | -0.00025275 | #VALUE! | #VALUE! | #VALUE! | #VALUE! | #VALUE! | #VALUE! | -0.0036149 | #VALUE! | #VALUE! | #VALUE! | #VALUE! | #VALUE! | #VALUE! | -7.1001e-06 | #VALUE! | #VALUE! | #VALUE! | #VALUE! | #VALUE! | #VALUE! | -1.7641e-10 | #VALUE! | #VALUE! | #VALUE! | #VALUE! | #VALUE! | #VALUE! | -5.5647e-06 | #VALUE! | #VALUE! | #VALUE! | #VALUE! | #VALUE! | #VALUE! | 1.4261e-08 | #VALUE! | #VALUE! | #VALUE! | #VALUE! | #VALUE! | #VALUE! | 3.078e-06 | #VALUE! | #VALUE! | #VALUE! | #VALUE! | #VALUE! | #VALUE! | -1.0638e-11 | #VALUE! | #VALUE! | #VALUE! | #VALUE! | #VALUE! | #VALUE! | -967.6474 | #VALUE! | #VALUE! | #VALUE! | #VALUE! | #VALUE! | #VALUE! | 0.016416 | #VALUE! | #VALUE! | #VALUE! | #VALUE! | #VALUE! | #VALUE! |  |  |  |  | 0 | 0 | 0 | 0.00032346 | #VALUE! | #VALUE! | #VALUE! | #VALUE! | #VALUE! | #VALUE! | -0.00091792 | #VALUE! | #VALUE! | #VALUE! | #VALUE! | #VALUE! | #VALUE! | 0.00083111 | #VALUE! | #VALUE! | #VALUE! | #VALUE! | #VALUE! | #VALUE! | -1.4715e-05 | #VALUE! | #VALUE! | #VALUE! | #VALUE! | #VALUE! | #VALUE! | 8.2347e-13 | #VALUE! | #VALUE! | #VALUE! | #VALUE! | #VALUE! | #VALUE! | -1.1832e-10 | #VALUE! | #VALUE! | #VALUE! | #VALUE! | #VALUE! | #VALUE! | 1.4115e-08 | #VALUE! | #VALUE! | #VALUE! | #VALUE! | #VALUE! | #VALUE! | -2.2254e-06 | #VALUE! | #VALUE! | #VALUE! | #VALUE! | #VALUE! | #VALUE! | -0.0011287 | #VALUE! | #VALUE! | #VALUE! | #VALUE! | #VALUE! | #VALUE! | -3.8371e-05 | #VALUE! | #VALUE! | #VALUE! | #VALUE! | #VALUE! | #VALUE! | -3.1832e-05 | #VALUE! | #VALUE! | #VALUE! | #VALUE! | #VALUE! | #VALUE! | -1.6398e-05 | #VALUE! | #VALUE! | #VALUE! | #VALUE! | #VALUE! | #VALUE! | 2.331e-09 | #VALUE! | #VALUE! | #VALUE! | #VALUE! | #VALUE! | #VALUE! | -0.00022082 | #VALUE! | #VALUE! | #VALUE! | #VALUE! | #VALUE! | #VALUE! | 0.0010211 | #VALUE! | #VALUE! | #VALUE! | #VALUE! | #VALUE! | #VALUE! | 0.0001006 | #VALUE! | #VALUE! | #VALUE! | #VALUE! | #VALUE! | #VALUE! | -2.4909e-06 | #VALUE! | #VALUE! | #VALUE! | #VALUE! | #VALUE! | #VALUE! | -4.4087e-05 | #VALUE! | #VALUE! | #VALUE! | #VALUE! | #VALUE! | #VALUE! | 0.00042577 | #VALUE! | #VALUE! | #VALUE! | #VALUE! | #VALUE! | #VALUE! | -8.127e-05 | #VALUE! | #VALUE! | #VALUE! | #VALUE! | #VALUE! | #VALUE! | -4.0629e-06 | #VALUE! | #VALUE! | #VALUE! | #VALUE! | #VALUE! | #VALUE! | -0.00092901 | #VALUE! | #VALUE! | #VALUE! | #VALUE! | #VALUE! | #VALUE! | -5.803e-05 | #VALUE! | #VALUE! | #VALUE! | #VALUE! | #VALUE! | #VALUE! | 0.0020273 | #VALUE! | #VALUE! | #VALUE! | #VALUE! | #VALUE! | #VALUE! |  |  |  |  | 0 | 0 | 0 | 0.00043113 | #VALUE! | #VALUE! | #VALUE! | #VALUE! | #VALUE! | #VALUE! | -5.6413e-05 | #VALUE! | #VALUE! | #VALUE! | #VALUE! | #VALUE! | #VALUE! | 4.9981e-08 | #VALUE! | #VALUE! | #VALUE! | #VALUE! | #VALUE! | #VALUE! | -5.6896e-05 | #VALUE! | #VALUE! | #VALUE! | #VALUE! | #VALUE! | #VALUE! | 0.0021592 | #VALUE! | #VALUE! | #VALUE! | #VALUE! | #VALUE! | #VALUE! |  |  |  |  | 0 | 0 | 0 | 7.1002e-05 | #VALUE! | #VALUE! | #VALUE! | #VALUE! | #VALUE! | #VALUE! | -7.6602e-06 | #VALUE! | #VALUE! | #VALUE! | #VALUE! | #VALUE! | #VALUE! | -2763.8532 | #VALUE! | #VALUE! | #VALUE! | #VALUE! | #VALUE! | #VALUE! | -2.8858e-06 | #VALUE! | #VALUE! | #VALUE! | #VALUE! | #VALUE! | #VALUE! | 0.00046391 | #VALUE! | #VALUE! | #VALUE! | #VALUE! | #VALUE! | #VALUE! |  |  |  |  | 0 | 0 | 0 | -2.0301e-05 | #VALUE! | #VALUE! | #VALUE! | #VALUE! | #VALUE! | #VALUE! | -5.9804e-05 | #VALUE! | #VALUE! | #VALUE! | #VALUE! | #VALUE! | #VALUE! | 2.376e-08 | #VALUE! | #VALUE! | #VALUE! | #VALUE! | #VALUE! | #VALUE! | 8.8261e-05 | #VALUE! | #VALUE! | #VALUE! | #VALUE! | #VALUE! | #VALUE! | 0.0006904 | #VALUE! | #VALUE! | #VALUE! | #VALUE! | #VALUE! | #VALUE! |  |  |  |  | 0 | 0 | 0 | -1.5091e-05 | #VALUE! | #VALUE! | #VALUE! | #VALUE! | #VALUE! | #VALUE! | -6.2399e-05 | #VALUE! | #VALUE! | #VALUE! | #VALUE! | #VALUE! | #VALUE! | 4.3246e-09 | #VALUE! | #VALUE! | #VALUE! | #VALUE! | #VALUE! | #VALUE! | 1.6951e-06 | #VALUE! | #VALUE! | #VALUE! | #VALUE! | #VALUE! | #VALUE! | -0.00024756 | #VALUE! | #VALUE! | #VALUE! | #VALUE! | #VALUE! | #VALUE! |  |  |  |  | 0 | 0 | 0 | 2.7129e-08 | #VALUE! | #VALUE! | #VALUE! | #VALUE! | #VALUE! | #VALUE! | -7.5646e-05 | #VALUE! | #VALUE! | #VALUE! | #VALUE! | #VALUE! | #VALUE! | -4.8208e-16 | #VALUE! | #VALUE! | #VALUE! | #VALUE! | #VALUE! | #VALUE! |  |  |  |  | 0 | 0 | 0 | -0.00033666 | #VALUE! | #VALUE! | #VALUE! | #VALUE! | #VALUE! | #VALUE! |  |  |  |  | 0 | 0 | 0 | -3.1008e-08 | #VALUE! | #VALUE! | #VALUE! | #VALUE! | #VALUE! | #VALUE! | -0.00022651 | #VALUE! | #VALUE! | #VALUE! | #VALUE! | #VALUE! | #VALUE! |  |  |  |  | 0 | 0 | 0 |  |  |  |  | 0 | 0 | 0 |  |  |  |  | 0 | 0 | 0 |  |  |  |  | 0 | 0 | 0 |  |  |  |  | 0 | 0 | 0 | -1.584e-06 | #VALUE! | #VALUE! | #VALUE! | #VALUE! | #VALUE! | #VALUE! |  |  |  |  | 0 | 0 | 0 |  |  |  |  | 0 | 0 | 0 |  |  |  |  | 0 | 0 | 0 |  |  |  |  | 0 | 0 | 0 |  |  |  |  | 0 | 0 | 0 | 0.00053994 | #VALUE! | #VALUE! | #VALUE! | #VALUE! | #VALUE! | #VALUE! | -2.4876e-11 | #VALUE! | #VALUE! | #VALUE! | #VALUE! | #VALUE! | #VALUE! |  |  |  |  | 0 | 0 | 0 |  |  |  |  | 0 | 0 | 0 |  |  |  |  | 0 | 0 | 0 |  |  |  |  | 0 | 0 | 0 |  |  |  |  | 0 | 0 | 0 |  |  |  |  | 0 | 0 | 0 |  |  |  |  | 0 | 0 | 0 |  |  |  |  | 0 | 0 | 0 |  |  |  |  | 0 | 0 | 0 |  |  |  |  | 0 | 0 | 0 |  |  |  |  | 0 | 0 | 0 | 5.1004e-08 | #VALUE! | #VALUE! | #VALUE! | #VALUE! | #VALUE! | #VALUE! |  |  |  |  | 0 | 0 | 0 | -0.25956 | #VALUE! | #VALUE! | #VALUE! | #VALUE! | #VALUE! | #VALUE! |  |  |  |  | 0 | 0 | 0 |  |  |  |  | 0 | 0 | 0 | -9.6859e-05 | #VALUE! | #VALUE! | #VALUE! | #VALUE! | #VALUE! | #VALUE! |  |  |  |  | 0 | 0 | 0 |  |  |  |  | 0 | 0 | 0 |  |  |  |  | 0 | 0 | 0 |  |  |  |  | 0 | 0 | 0 |  |  |  |  | 0 | 0 | 0 | -4.9001e-06 | #VALUE! | #VALUE! | #VALUE! | #VALUE! | #VALUE! | #VALUE! | -1.9272e-09 | #VALUE! | #VALUE! | #VALUE! | #VALUE! | #VALUE! | #VALUE!
|  |  | 0 | 0 | 0 | -0.0001807 | #VALUE! | #VALUE! | #VALUE! | #VALUE! | #VALUE! | #VALUE! | 0.00039829 | #VALUE! | #VALUE! | #VALUE! | #VALUE! | #VALUE! | #VALUE! | 3.4258e-07 | #VALUE! | #VALUE! | #VALUE! | #VALUE! | #VALUE! | #VALUE! | 1.6647e-06 | #VALUE! | #VALUE! | #VALUE! | #VALUE! | #VALUE! | #VALUE! | 4.7991e-05 | #VALUE! | #VALUE! | #VALUE! | #VALUE! | #VALUE! | #VALUE! | 1.6389e-07 | #VALUE! | #VALUE! | #VALUE! | #VALUE! | #VALUE! | #VALUE! | -3.4413e-10 | #VALUE! | #VALUE! | #VALUE! | #VALUE! | #VALUE! | #VALUE! | -2.2738e-05 | #VALUE! | #VALUE! | #VALUE! | #VALUE! | #VALUE! | #VALUE! | -2.2015e-06 | #VALUE! | #VALUE! | #VALUE! | #VALUE! | #VALUE! | #VALUE! | 2.3349e-05 | #VALUE! | #VALUE! | #VALUE! | #VALUE! | #VALUE! | #VALUE! | 0.00017388 | #VALUE! | #VALUE! | #VALUE! | #VALUE! | #VALUE! | #VALUE! | -7.8282e-07 | #VALUE! | #VALUE! | #VALUE! | #VALUE! | #VALUE! | #VALUE! | 1.3989e-06 | #VALUE! | #VALUE! | #VALUE! | #VALUE! | #VALUE! | #VALUE! | 2.3017e-05 | #VALUE! | #VALUE! | #VALUE! | #VALUE! | #VALUE! | #VALUE! | -6.3123e-05 | #VALUE! | #VALUE! | #VALUE! | #VALUE! | #VALUE! | #VALUE! | -3.5684e-06 | #VALUE! | #VALUE! | #VALUE! | #VALUE! | #VALUE! | #VALUE! | -0.45143 | #VALUE! | #VALUE! | #VALUE! | #VALUE! | #VALUE! | #VALUE! | 7.0578e-07 | #VALUE! | #VALUE! | #VALUE! | #VALUE! | #VALUE! | #VALUE! | -4.431e-10 | #VALUE! | #VALUE! | #VALUE! | #VALUE! | #VALUE! | #VALUE! | 2.0961e-05 | #VALUE! | #VALUE! | #VALUE! | #VALUE! | #VALUE! | #VALUE! | 0.00030133 | #VALUE! | #VALUE! | #VALUE! | #VALUE! | #VALUE! | #VALUE! | 1.3461e-05 | #VALUE! | #VALUE! | #VALUE! | #VALUE! | #VALUE! | #VALUE! | 1.3655e-05 | #VALUE! | #VALUE! | #VALUE! | #VALUE! | #VALUE! | #VALUE! | -1.0221e-05 | #VALUE! | #VALUE! | #VALUE! | #VALUE! | #VALUE! | #VALUE! | -6.7634e-05 | #VALUE! | #VALUE! | #VALUE! | #VALUE! | #VALUE! | #VALUE! | 6.6199e-07 | #VALUE! | #VALUE! | #VALUE! | #VALUE! | #VALUE! | #VALUE! | -0.002974 | #VALUE! | #VALUE! | #VALUE! | #VALUE! | #VALUE! | #VALUE! | 5.4552e-06 | #VALUE! | #VALUE! | #VALUE! | #VALUE! | #VALUE! | #VALUE! | 1.9003e-05 | #VALUE! | #VALUE! | #VALUE! | #VALUE! | #VALUE! | #VALUE! | 2.2282e-07 | #VALUE! | #VALUE! | #VALUE! | #VALUE! | #VALUE! | #VALUE! | -0.00027929 | #VALUE! | #VALUE! | #VALUE! | #VALUE! | #VALUE! | #VALUE! | -8.2159e-05 | #VALUE! | #VALUE! | #VALUE! | #VALUE! | #VALUE! | #VALUE! | 9.7846e-10 | #VALUE! | #VALUE! | #VALUE! | #VALUE! | #VALUE! | #VALUE! | -4.9571e-06 | #VALUE! | #VALUE! | #VALUE! | #VALUE! | #VALUE! | #VALUE! | -0.43335 | #VALUE! | #VALUE! | #VALUE! | #VALUE! | #VALUE! | #VALUE! | 1.3489e-06 | #VALUE! | #VALUE! | #VALUE! | #VALUE! | #VALUE! | #VALUE! | 1.9187e-05 | #VALUE! | #VALUE! | #VALUE! | #VALUE! | #VALUE! | #VALUE! | -5.1793e-06 | #VALUE! | #VALUE! | #VALUE! | #VALUE! | #VALUE! | #VALUE! | 3.127e-05 | #VALUE! | #VALUE! | #VALUE! | #VALUE! | #VALUE! | #VALUE! | 6.5115e-06 | #VALUE! | #VALUE! | #VALUE! | #VALUE! | #VALUE! | #VALUE! | -0.00014792 | #VALUE! | #VALUE! | #VALUE! | #VALUE! | #VALUE! | #VALUE! | 4.5298e-05 | #VALUE! | #VALUE! | #VALUE! | #VALUE! | #VALUE! | #VALUE! | -1.2128e-06 | #VALUE! | #VALUE! | #VALUE! | #VALUE! | #VALUE! | #VALUE! | -6.3469e-05 | #VALUE! | #VALUE! | #VALUE! | #VALUE! | #VALUE! | #VALUE! | 2.5304e-05 | #VALUE! | #VALUE! | #VALUE! | #VALUE! | #VALUE! | #VALUE! | 6.7984e-06 | #VALUE! | #VALUE! | #VALUE! | #VALUE! | #VALUE! | #VALUE! | -0.0045919 | #VALUE! | #VALUE! | #VALUE! | #VALUE! | #VALUE! | #VALUE! | -2.702e-06 | #VALUE! | #VALUE! | #VALUE! | #VALUE! | #VALUE! | #VALUE! | -0.00021977 | #VALUE! | #VALUE! | #VALUE! | #VALUE! | #VALUE! | #VALUE! | -0.0086612 | #VALUE! | #VALUE! | #VALUE! | #VALUE! | #VALUE! | #VALUE! | 0.00025161 | #VALUE! | #VALUE! | #VALUE! | #VALUE! | #VALUE! | #VALUE! | -9.1933e-06 | #VALUE! | #VALUE! | #VALUE! | #VALUE! | #VALUE! | #VALUE! | 0.00029178 | #VALUE! | #VALUE! | #VALUE! | #VALUE! | #VALUE! | #VALUE! | 8.883e-06 | #VALUE! | #VALUE! | #VALUE! | #VALUE! | #VALUE! | #VALUE! | 2.66e-06 | #VALUE! | #VALUE! | #VALUE! | #VALUE! | #VALUE! | #VALUE! | -4.5003e-06 | #VALUE! | #VALUE! | #VALUE! | #VALUE! | #VALUE! | #VALUE! | 2.5729e-09 | #VALUE! | #VALUE! | #VALUE! | #VALUE! | #VALUE! | #VALUE! | -2.2929e-05 | #VALUE! | #VALUE! | #VALUE! | #VALUE! | #VALUE! | #VALUE! | -0.0082044 | #VALUE! | #VALUE! | #VALUE! | #VALUE! | #VALUE! | #VALUE! | -9.5352e-06 | #VALUE! | #VALUE! | #VALUE! | #VALUE! | #VALUE! | #VALUE! | 3.0958e-06 | #VALUE! | #VALUE! | #VALUE! | #VALUE! | #VALUE! | #VALUE! | -1.3566e-10 | #VALUE! | #VALUE! | #VALUE! | #VALUE! | #VALUE! | #VALUE! | -18234.3623 | #VALUE! | #VALUE! | #VALUE! | #VALUE! | #VALUE! | #VALUE! | 1.2525e-05 | #VALUE! | #VALUE! | #VALUE! | #VALUE! | #VALUE! | #VALUE! | -3.8991e-06 | #VALUE! | #VALUE! | #VALUE! | #VALUE! | #VALUE! | #VALUE! | -3.5404e-05 | #VALUE! | #VALUE! | #VALUE! | #VALUE! | #VALUE! | #VALUE! | -2.9327e-06 | #VALUE! | #VALUE! | #VALUE! | #VALUE! | #VALUE! | #VALUE! | 0.00069746 | #VALUE! | #VALUE! | #VALUE! | #VALUE! | #VALUE! | #VALUE! | -1.0838e-05 | #VALUE! | #VALUE! | #VALUE! | #VALUE! | #VALUE! | #VALUE! | 1.299e-05 | #VALUE! | #VALUE! | #VALUE! | #VALUE! | #VALUE! | #VALUE! | -3.8054e-06 | #VALUE! | #VALUE! | #VALUE! | #VALUE! | #VALUE! | #VALUE! | 3.9542e-07 | #VALUE! | #VALUE! | #VALUE! | #VALUE! | #VALUE! | #VALUE! | -2.5705e-05 | #VALUE! | #VALUE! | #VALUE! | #VALUE! | #VALUE! | #VALUE! | 2.135e-05 | #VALUE! | #VALUE! | #VALUE! | #VALUE! | #VALUE! | #VALUE! |  |  |  |  | 0 | 0 | 0 | 2.9019e-06 | #VALUE! | #VALUE! | #VALUE! | #VALUE! | #VALUE! | #VALUE! | -1.0851e-05 | #VALUE! | #VALUE! | #VALUE! | #VALUE! | #VALUE! | #VALUE! | 3.1221e-08 | #VALUE! | #VALUE! | #VALUE! | #VALUE! | #VALUE! | #VALUE! | 1.6364e-05 | #VALUE! | #VALUE! | #VALUE! | #VALUE! | #VALUE! | #VALUE! | -3.4267e-05 | #VALUE! | #VALUE! | #VALUE! | #VALUE! | #VALUE! | #VALUE! | -6.7088e-07 | #VALUE! | #VALUE! | #VALUE! | #VALUE! | #VALUE! | #VALUE! | 9.6519e-06 | #VALUE! | #VALUE! | #VALUE! | #VALUE! | #VALUE! | #VALUE! | -1.0854e-05 | #VALUE! | #VALUE! | #VALUE! | #VALUE! | #VALUE! | #VALUE! | 3.5247e-09 | #VALUE! | #VALUE! | #VALUE! | #VALUE! | #VALUE! | #VALUE! | 0.00072785 | #VALUE! | #VALUE! | #VALUE! | #VALUE! | #VALUE! | #VALUE! | 2.9048e-05 | #VALUE! | #VALUE! | #VALUE! | #VALUE! | #VALUE! | #VALUE! |  |  |  |  | 0 | 0 | 0 | 2.5737e-05 | #VALUE! | #VALUE! | #VALUE! | #VALUE! | #VALUE! | #VALUE! | -1.4006e-05 | #VALUE! | #VALUE! | #VALUE! | #VALUE! | #VALUE! | #VALUE! | -5.5334e-16 | #VALUE! | #VALUE! | #VALUE! | #VALUE! | #VALUE! | #VALUE! | 7.7878e-05 | #VALUE! | #VALUE! | #VALUE! | #VALUE! | #VALUE! | #VALUE! | 0.00047231 | #VALUE! | #VALUE! | #VALUE! | #VALUE! | #VALUE! | #VALUE! | -5.6863e-15 | #VALUE! | #VALUE! | #VALUE! | #VALUE! | #VALUE! | #VALUE! | 1.0006e-05 | #VALUE! | #VALUE! | #VALUE! | #VALUE! | #VALUE! | #VALUE! | -1.719e-05 | #VALUE! | #VALUE! | #VALUE! | #VALUE! | #VALUE! | #VALUE! | 4.6625e-09 | #VALUE! | #VALUE! | #VALUE! | #VALUE! | #VALUE! | #VALUE! | 0.00037362 | #VALUE! | #VALUE! | #VALUE! | #VALUE! | #VALUE! | #VALUE! | 6.1758e-07 | #VALUE! | #VALUE! | #VALUE! | #VALUE! | #VALUE! | #VALUE! | -2.2208e-09 | #VALUE! | #VALUE! | #VALUE! | #VALUE! | #VALUE! | #VALUE! | -2.4176e-08 | #VALUE! | #VALUE! | #VALUE! | #VALUE! | #VALUE! | #VALUE! | -7.0397e-06 | #VALUE! | #VALUE! | #VALUE! | #VALUE! | #VALUE! | #VALUE! | 5.7026e-09 | #VALUE! | #VALUE! | #VALUE! | #VALUE! | #VALUE! | #VALUE! | -0.00015827 | #VALUE! | #VALUE! | #VALUE! | #VALUE! | #VALUE! | #VALUE! | 0.00080794 | #VALUE! | #VALUE! | #VALUE! | #VALUE! | #VALUE! | #VALUE! | 7.6284e-08 | #VALUE! | #VALUE! | #VALUE! | #VALUE! | #VALUE! | #VALUE! | -8.6164e-05 | #VALUE! | #VALUE! | #VALUE! | #VALUE! | #VALUE! | #VALUE! | -2.4778e-05 | #VALUE! | #VALUE! | #VALUE! | #VALUE! | #VALUE! | #VALUE! | 5.4792e-08 | #VALUE! | #VALUE! | #VALUE! | #VALUE! | #VALUE! | #VALUE! | 6.5348e-07 | #VALUE! | #VALUE! | #VALUE! | #VALUE! | #VALUE! | #VALUE! |  |  |  |  | 0 | 0 | 0 |  |  |  |  | 0 | 0 | 0 | -0.00066829 | #VALUE! | #VALUE! | #VALUE! | #VALUE! | #VALUE! | #VALUE! | 5.2582e-06 | #VALUE! | #VALUE! | #VALUE! | #VALUE! | #VALUE! | #VALUE! | -1.3189e-09 | #VALUE! | #VALUE! | #VALUE! | #VALUE! | #VALUE! | #VALUE! | 2.706e-05 | #VALUE! | #VALUE! | #VALUE! | #VALUE! | #VALUE! | #VALUE! |  |  |  |  | 0 | 0 | 0 |  |  |  |  | 0 | 0 | 0 |  |  |  |  | 0 | 0 | 0 | -2.9667e-06 | #VALUE! | #VALUE! | #VALUE! | #VALUE! | #VALUE! | #VALUE! |  |  |  |  | 0 | 0 | 0 | -5.3126e-11 | #VALUE! | #VALUE! | #VALUE! | #VALUE! | #VALUE! | #VALUE! |  |  |  |  | 0 | 0 | 0 |  |  |  |  | 0 | 0 | 0 |  |  |  |  | 0 | 0 | 0 | 0.00053752 | #VALUE! | #VALUE! | #VALUE! | #VALUE! | #VALUE! | #VALUE! |  |  |  |  | 0 | 0 | 0 | -4.6608e-11 | #VALUE! | #VALUE! | #VALUE! | #VALUE! | #VALUE! | #VALUE! |  |  |  |  | 0 | 0 | 0 | -1.7242e-09 | #VALUE! | #VALUE! | #VALUE! | #VALUE! | #VALUE! | #VALUE! |  |  |  |  | 0 | 0 | 0 | -3.0899e-06 | #VALUE! | #VALUE! | #VALUE! | #VALUE! | #VALUE! | #VALUE! |  |  |  |  | 0 | 0 | 0 | -0.00048913 | #VALUE! | #VALUE! | #VALUE! | #VALUE! | #VALUE! | #VALUE! | -1.8567e-05 | #VALUE! | #VALUE! | #VALUE! | #VALUE! | #VALUE! | #VALUE! |  |  |  |  | 0 | 0 | 0 | 1.057e-05 | #VALUE! | #VALUE! | #VALUE! | #VALUE! | #VALUE! | #VALUE! | -3.888e-06 | #VALUE! | #VALUE! | #VALUE! | #VALUE! | #VALUE! | #VALUE! | -4.9466e-16 | #VALUE! | #VALUE! | #VALUE! | #VALUE! | #VALUE! | #VALUE! | -2.6533e-07 | #VALUE! | #VALUE! | #VALUE! | #VALUE! | #VALUE! | #VALUE! | -5.8208e-06 | #VALUE! | #VALUE! | #VALUE! | #VALUE! | #VALUE! | #VALUE! |  |  |  |  | 0 | 0 | 0 |  |  |  |  | 0 | 0 | 0 |  |  |  |  | 0 | 0 | 0 | -1.9518e-09 | #VALUE! | #VALUE! | #VALUE! | #VALUE! | #VALUE! | #VALUE! | -0.00036632 | #VALUE! | #VALUE! | #VALUE! | #VALUE! | #VALUE! | #VALUE! | 4.1953e-05 | #VALUE! | #VALUE! | #VALUE! | #VALUE! | #VALUE! | #VALUE! |  |  |  |  | 0 | 0 | 0 | -9.1068e-05 | #VALUE! | #VALUE! | #VALUE! | #VALUE! | #VALUE! | #VALUE! | -1.1027e-05 | #VALUE! | #VALUE! | #VALUE! | #VALUE! | #VALUE! | #VALUE! | 0.00021119 | #VALUE! | #VALUE! | #VALUE! | #VALUE! | #VALUE! | #VALUE! | -4.5234e-05 | #VALUE! | #VALUE! | #VALUE! | #VALUE! | #VALUE! | #VALUE! | -8.0607e-05 | #VALUE! | #VALUE! | #VALUE! | #VALUE! | #VALUE! | #VALUE! | -1682.2084 | #VALUE! | #VALUE! | #VALUE! | #VALUE! | #VALUE! | #VALUE! | -9.4594e-09 | #VALUE! | #VALUE! | #VALUE! | #VALUE! | #VALUE! | #VALUE! | -5.2693e-06 | #VALUE! | #VALUE! | #VALUE! | #VALUE! | #VALUE! | #VALUE! | 1.2299e-05 | #VALUE! | #VALUE! | #VALUE! | #VALUE! | #VALUE! | #VALUE! | -0.009648 | #VALUE! | #VALUE! | #VALUE! | #VALUE! | #VALUE! | #VALUE! | 0.00092859 | #VALUE! | #VALUE! | #VALUE! | #VALUE! | #VALUE! | #VALUE! |  |  |  |  | 0 | 0 | 0 | -0.00028356 | #VALUE! | #VALUE! | #VALUE! | #VALUE! | #VALUE! | #VALUE! | 2.3582e-06 | #VALUE! | #VALUE! | #VALUE! | #VALUE! | #VALUE! | #VALUE! | 7.4579e-07 | #VALUE! | #VALUE! | #VALUE! | #VALUE! | #VALUE! | #VALUE! |  |  |  |  | 0 | 0 | 0 | -1.391e-10 | #VALUE! | #VALUE! | #VALUE! | #VALUE! | #VALUE! | #VALUE! | -0.0047155 | #VALUE! | #VALUE! | #VALUE! | #VALUE! | #VALUE! | #VALUE! | -3.752e-05 | #VALUE! | #VALUE! | #VALUE! | #VALUE! | #VALUE! | #VALUE! | 3.3791e-05 | #VALUE! | #VALUE! | #VALUE! | #VALUE! | #VALUE! | #VALUE! | 1.5566e-05 | #VALUE! | #VALUE! | #VALUE! | #VALUE! | #VALUE! | #VALUE! | -5.9273e-05 | #VALUE! | #VALUE! | #VALUE! | #VALUE! | #VALUE! | #VALUE! | 0.00053522 | #VALUE! | #VALUE! | #VALUE! | #VALUE! | #VALUE! | #VALUE! | -0.00063148 | #VALUE! | #VALUE! | #VALUE! | #VALUE! | #VALUE! | #VALUE! | -0.0048368 | #VALUE! | #VALUE! | #VALUE! | #VALUE! | #VALUE! | #VALUE! | -1.3494e-05 | #VALUE! | #VALUE! | #VALUE! | #VALUE! | #VALUE! | #VALUE! | 5.2883e-06 | #VALUE! | #VALUE! | #VALUE! | #VALUE! | #VALUE! | #VALUE! | 0.001311 | #VALUE! | #VALUE! | #VALUE! | #VALUE! | #VALUE! | #VALUE! | -0.0031553 | #VALUE! | #VALUE! | #VALUE! | #VALUE! | #VALUE! | #VALUE! | -5.6108e-07 | #VALUE! | #VALUE! | #VALUE! | #VALUE! | #VALUE! | #VALUE! | 0.00024075 | #VALUE! | #VALUE! | #VALUE! | #VALUE! | #VALUE! | #VALUE! | -1.2495e-05 | #VALUE! | #VALUE! | #VALUE! | #VALUE! | #VALUE! | #VALUE! | 4.6061e-06 | #VALUE! | #VALUE! | #VALUE! | #VALUE! | #VALUE! | #VALUE! | -0.0011547 | #VALUE! | #VALUE! | #VALUE! | #VALUE! | #VALUE! | #VALUE! | 0.00090114 | #VALUE! | #VALUE! | #VALUE! | #VALUE! | #VALUE! | #VALUE! |  |  |  |  | 0 | 0 | 0 | 0.0019631 | #VALUE! | #VALUE! | #VALUE! | #VALUE! | #VALUE! | #VALUE! | -0.0093382 | #VALUE! | #VALUE! | #VALUE! | #VALUE! | #VALUE! | #VALUE! | 6.8548e-05 | #VALUE! | #VALUE! | #VALUE! | #VALUE! | #VALUE! | #VALUE! | -0.00053334 | #VALUE! | #VALUE! | #VALUE! | #VALUE! | #VALUE! | #VALUE! | -4.7868e-05 | #VALUE! | #VALUE! | #VALUE! | #VALUE! | #VALUE! | #VALUE! | 0.00024551 | #VALUE! | #VALUE! | #VALUE! | #VALUE! | #VALUE! | #VALUE! | -0.00010214 | #VALUE! | #VALUE! | #VALUE! | #VALUE! | #VALUE! | #VALUE! | 1.1528e-06 | #VALUE! | #VALUE! | #VALUE! | #VALUE! | #VALUE! | #VALUE! | 1.0925e-05 | #VALUE! | #VALUE! | #VALUE! | #VALUE! | #VALUE! | #VALUE! | 0.0015278 | #VALUE! | #VALUE! | #VALUE! | #VALUE! | #VALUE! | #VALUE! |  |  |  |  | 0 | 0 | 0 | 1.5697e-05 | #VALUE! | #VALUE! | #VALUE! | #VALUE! | #VALUE! | #VALUE! | 0.0049377 | #VALUE! | #VALUE! | #VALUE! | #VALUE! | #VALUE! | #VALUE! |  |  |  |  | 0 | 0 | 0 | -12868.8093 | #VALUE! | #VALUE! | #VALUE! | #VALUE! | #VALUE! | #VALUE! | -1.0494e-06 | #VALUE! | #VALUE! | #VALUE! | #VALUE! | #VALUE! | #VALUE! | -56953401.4122 | #VALUE! | #VALUE! | #VALUE! | #VALUE! | #VALUE! | #VALUE! | -1693.5712 | #VALUE! | #VALUE! | #VALUE! | #VALUE! | #VALUE! | #VALUE! | 5.66e-05 | #VALUE! | #VALUE! | #VALUE! | #VALUE! | #VALUE! | #VALUE! | -9.8193e-12 | #VALUE! | #VALUE! | #VALUE! | #VALUE! | #VALUE! | #VALUE! | 1.2376e-05 | #VALUE! | #VALUE! | #VALUE! | #VALUE! | #VALUE! | #VALUE! | -2.1602e-08 | #VALUE! | #VALUE! | #VALUE! | #VALUE! | #VALUE! | #VALUE! |  |  |  |  | 0 | 0 | 0 | 0.00040075 | #VALUE! | #VALUE! | #VALUE! | #VALUE! | #VALUE! | #VALUE! | -1.432e-08 | #VALUE! | #VALUE! | #VALUE! | #VALUE! | #VALUE! | #VALUE! |  |  |  |  | 0 | 0 | 0 | -3.0163e-06 | #VALUE! | #VALUE! | #VALUE! | #VALUE! | #VALUE! | #VALUE! | -1.0126e-08 | #VALUE! | #VALUE! | #VALUE! | #VALUE! | #VALUE! | #VALUE! | 0.00094073 | #VALUE! | #VALUE! | #VALUE! | #VALUE! | #VALUE! | #VALUE! | 1.1136e-06 | #VALUE! | #VALUE! | #VALUE! | #VALUE! | #VALUE! | #VALUE! | 0.00093197 | #VALUE! | #VALUE! | #VALUE! | #VALUE! | #VALUE! | #VALUE! | -5.8666e-05 | #VALUE! | #VALUE! | #VALUE! | #VALUE! | #VALUE! | #VALUE! | -9.336e-06 | #VALUE! | #VALUE! | #VALUE! | #VALUE! | #VALUE! | #VALUE! | -1.739e-06 | #VALUE! | #VALUE! | #VALUE! | #VALUE! | #VALUE! | #VALUE! | -0.00019672 | #VALUE! | #VALUE! | #VALUE! | #VALUE! | #VALUE! | #VALUE! |  |  |  |  | 0 | 0 | 0 | -0.0010081 | #VALUE! | #VALUE! | #VALUE! | #VALUE! | #VALUE! | #VALUE! | 5.5423e-06 | #VALUE! | #VALUE! | #VALUE! | #VALUE! | #VALUE! | #VALUE! |  |  |  |  | 0 | 0 | 0 | 0.0002072 | #VALUE! | #VALUE! | #VALUE! | #VALUE! | #VALUE! | #VALUE! | -0.00020046 | #VALUE! | #VALUE! | #VALUE! | #VALUE! | #VALUE! | #VALUE! |  |  |  |  | 0 | 0 | 0 | 0.00049789 | #VALUE! | #VALUE! | #VALUE! | #VALUE! | #VALUE! | #VALUE! | -1.0272e-05 | #VALUE! | #VALUE! | #VALUE! | #VALUE! | #VALUE! | #VALUE! | -3.7101e-11 | #VALUE! | #VALUE! | #VALUE! | #VALUE! | #VALUE! | #VALUE! | -2.7038e-06 | #VALUE! | #VALUE! | #VALUE! | #VALUE! | #VALUE! | #VALUE! | 0.00084213 | #VALUE! | #VALUE! | #VALUE! | #VALUE! | #VALUE! | #VALUE! |  |  |  |  | 0 | 0 | 0 | 0.00024596 | #VALUE! | #VALUE! | #VALUE! | #VALUE! | #VALUE! | #VALUE! | 5.7023e-06 | #VALUE! | #VALUE! | #VALUE! | #VALUE! | #VALUE! | #VALUE! |  |  |  |  | 0 | 0 | 0 | -7.4019e-11 | #VALUE! | #VALUE! | #VALUE! | #VALUE! | #VALUE! | #VALUE! | 0.0010527 | #VALUE! | #VALUE! | #VALUE! | #VALUE! | #VALUE! | #VALUE! |  |  |  |  | 0 | 0 | 0 | 0.00021385 | #VALUE! | #VALUE! | #VALUE! | #VALUE! | #VALUE! | #VALUE! | 3.3705e-05 | #VALUE! | #VALUE! | #VALUE! | #VALUE! | #VALUE! | #VALUE! | 4.868e-08 | #VALUE! | #VALUE! | #VALUE! | #VALUE! | #VALUE! | #VALUE! | -4.8805e-06 | #VALUE! | #VALUE! | #VALUE! | #VALUE! | #VALUE! | #VALUE! | 0.00063565 | #VALUE! | #VALUE! | #VALUE! | #VALUE! | #VALUE! | #VALUE! |  |  |  |  | 0 | 0 | 0 | 9.7053e-07 | #VALUE! | #VALUE! | #VALUE! | #VALUE! | #VALUE! | #VALUE! | -0.00014612 | #VALUE! | #VALUE! | #VALUE! | #VALUE! | #VALUE! | #VALUE! | -4387.2763 | #VALUE! | #VALUE! | #VALUE! | #VALUE! | #VALUE! | #VALUE! |  |  |  |  | 0 | 0 | 0 | 0.00084908 | #VALUE! | #VALUE! | #VALUE! | #VALUE! | #VALUE! | #VALUE! |  |  |  |  | 0 | 0 | 0 | 3.7017e-08 | #VALUE! | #VALUE! | #VALUE! | #VALUE! | #VALUE! | #VALUE! | 3.8446e-05 | #VALUE! | #VALUE! | #VALUE! | #VALUE! | #VALUE! | #VALUE! |  |  |  |  | 0 | 0 | 0 |  |  |  |  | 0 | 0 | 0 |  |  |  |  | 0 | 0 | 0 |  |  |  |  | 0 | 0 | 0 |  |  |  |  | 0 | 0 | 0 |  |  |  |  | 0 | 0 | 0 |  |  |  |  | 0 | 0 | 0 |  |  |  |  | 0 | 0 | 0 |  |  |  |  | 0 | 0 | 0 |  |  |  |  | 0 | 0 | 0 |  |  |  |  | 0 | 0 | 0 | -1.2605e-06 | #VALUE! | #VALUE! | #VALUE! | #VALUE! | #VALUE! | #VALUE! | -1.4864e-09 | #VALUE! | #VALUE! | #VALUE! | #VALUE! | #VALUE! | #VALUE! |  |  |  |  | 0 | 0 | 0 |  |  |  |  | 0 | 0 | 0 |  |  |  |  | 0 | 0 | 0 |  |  |  |  | 0 | 0 | 0 |  |  |  |  | 0 | 0 | 0 |  |  |  |  | 0 | 0 | 0 |  |  |  |  | 0 | 0 | 0 |  |  |  |  | 0 | 0 | 0 |  |  |  |  | 0 | 0 | 0 |  |  |  |  | 0 | 0 | 0 |  |  |  |  | 0 | 0 | 0 |  |  |  |  | 0 | 0 | 0 |  |  |  |  | 0 | 0 | 0 | -1.7315e-05 | #VALUE! | #VALUE! | #VALUE! | #VALUE! | #VALUE! | #VALUE! |  |  |  |  | 0 | 0 | 0 |  |  |  |  | 0 | 0 | 0 | 0.00093357 | #VALUE! | #VALUE! | #VALUE! | #VALUE! | #VALUE! | #VALUE! |  |  |  |  | 0 | 0 | 0 |  |  |  |  | 0 | 0 | 0 |  |  |  |  | 0 | 0 | 0 |  |  |  |  | 0 | 0 | 0 |  |  |  |  | 0 | 0 | 0 | -0.00011626 | #VALUE! | #VALUE! | #VALUE! | #VALUE! | #VALUE! | #VALUE! | 4.888e-08 | #VALUE! | #VALUE! | #VALUE! | #VALUE! | #VALUE! | #VALUE!
|  |  | 0 | 0 | 0 | 5.1804e-08 | #VALUE! | #VALUE! | #VALUE! | #VALUE! | #VALUE! | #VALUE! | 7.4693e-05 | #VALUE! | #VALUE! | #VALUE! | #VALUE! | #VALUE! | #VALUE! | -8.4916e-07 | #VALUE! | #VALUE! | #VALUE! | #VALUE! | #VALUE! | #VALUE! | -7.4418e-10 | #VALUE! | #VALUE! | #VALUE! | #VALUE! | #VALUE! | #VALUE! | 0.0001844 | #VALUE! | #VALUE! | #VALUE! | #VALUE! | #VALUE! | #VALUE! | 2.6882e-06 | #VALUE! | #VALUE! | #VALUE! | #VALUE! | #VALUE! | #VALUE! | -6.373e-05 | #VALUE! | #VALUE! | #VALUE! | #VALUE! | #VALUE! | #VALUE! | -4.3541e-05 | #VALUE! | #VALUE! | #VALUE! | #VALUE! | #VALUE! | #VALUE! | -8.2257e-06 | #VALUE! | #VALUE! | #VALUE! | #VALUE! | #VALUE! | #VALUE! | -1.0943e-05 | #VALUE! | #VALUE! | #VALUE! | #VALUE! | #VALUE! | #VALUE! | 2.7771e-05 | #VALUE! | #VALUE! | #VALUE! | #VALUE! | #VALUE! | #VALUE! | -6.0341e-06 | #VALUE! | #VALUE! | #VALUE! | #VALUE! | #VALUE! | #VALUE! | 2.4293e-06 | #VALUE! | #VALUE! | #VALUE! | #VALUE! | #VALUE! | #VALUE! | 5.406e-07 | #VALUE! | #VALUE! | #VALUE! | #VALUE! | #VALUE! | #VALUE! | -0.00082588 | #VALUE! | #VALUE! | #VALUE! | #VALUE! | #VALUE! | #VALUE! | -3.2073e-06 | #VALUE! | #VALUE! | #VALUE! | #VALUE! | #VALUE! | #VALUE! | 2.134e-05 | #VALUE! | #VALUE! | #VALUE! | #VALUE! | #VALUE! | #VALUE! | 5.2475e-06 | #VALUE! | #VALUE! | #VALUE! | #VALUE! | #VALUE! | #VALUE! | -9.71e-05 | #VALUE! | #VALUE! | #VALUE! | #VALUE! | #VALUE! | #VALUE! | 6.8596e-07 | #VALUE! | #VALUE! | #VALUE! | #VALUE! | #VALUE! | #VALUE! | 4.3328e-05 | #VALUE! | #VALUE! | #VALUE! | #VALUE! | #VALUE! | #VALUE! | 1.2711e-06 | #VALUE! | #VALUE! | #VALUE! | #VALUE! | #VALUE! | #VALUE! | 3.262e-05 | #VALUE! | #VALUE! | #VALUE! | #VALUE! | #VALUE! | #VALUE! | 3.6255e-07 | #VALUE! | #VALUE! | #VALUE! | #VALUE! | #VALUE! | #VALUE! | -5.6333e-05 | #VALUE! | #VALUE! | #VALUE! | #VALUE! | #VALUE! | #VALUE! | 0.001464 | #VALUE! | #VALUE! | #VALUE! | #VALUE! | #VALUE! | #VALUE! | 10056301.5691 | #VALUE! | #VALUE! | #VALUE! | #VALUE! | #VALUE! | #VALUE! | 3.011e-05 | #VALUE! | #VALUE! | #VALUE! | #VALUE! | #VALUE! | #VALUE! | 4.6243e-05 | #VALUE! | #VALUE! | #VALUE! | #VALUE! | #VALUE! | #VALUE! | 9.8299e-09 | #VALUE! | #VALUE! | #VALUE! | #VALUE! | #VALUE! | #VALUE! | -5.0855e-05 | #VALUE! | #VALUE! | #VALUE! | #VALUE! | #VALUE! | #VALUE! | 2.4681e-05 | #VALUE! | #VALUE! | #VALUE! | #VALUE! | #VALUE! | #VALUE! | 0.00042365 | #VALUE! | #VALUE! | #VALUE! | #VALUE! | #VALUE! | #VALUE! | -2.8269e-05 | #VALUE! | #VALUE! | #VALUE! | #VALUE! | #VALUE! | #VALUE! | 1.6106e-05 | #VALUE! | #VALUE! | #VALUE! | #VALUE! | #VALUE! | #VALUE! | 5.0323e-06 | #VALUE! | #VALUE! | #VALUE! | #VALUE! | #VALUE! | #VALUE! | -0.00014445 | #VALUE! | #VALUE! | #VALUE! | #VALUE! | #VALUE! | #VALUE! | -2.7337e-06 | #VALUE! | #VALUE! | #VALUE! | #VALUE! | #VALUE! | #VALUE! | 0.00016844 | #VALUE! | #VALUE! | #VALUE! | #VALUE! | #VALUE! | #VALUE! | -0.00011106 | #VALUE! | #VALUE! | #VALUE! | #VALUE! | #VALUE! | #VALUE! | -0.0096782 | #VALUE! | #VALUE! | #VALUE! | #VALUE! | #VALUE! | #VALUE! | 3.173e-10 | #VALUE! | #VALUE! | #VALUE! | #VALUE! | #VALUE! | #VALUE! | -2.8366e-07 | #VALUE! | #VALUE! | #VALUE! | #VALUE! | #VALUE! | #VALUE! | 0.00088542 | #VALUE! | #VALUE! | #VALUE! | #VALUE! | #VALUE! | #VALUE! | 2.1381e-09 | #VALUE! | #VALUE! | #VALUE! | #VALUE! | #VALUE! | #VALUE! | -1.0713e-06 | #VALUE! | #VALUE! | #VALUE! | #VALUE! | #VALUE! | #VALUE! | -0.00018681 | #VALUE! | #VALUE! | #VALUE! | #VALUE! | #VALUE! | #VALUE! | 2.1543e-06 | #VALUE! | #VALUE! | #VALUE! | #VALUE! | #VALUE! | #VALUE! | 3.6492e-05 | #VALUE! | #VALUE! | #VALUE! | #VALUE! | #VALUE! | #VALUE! | -1.1721e-10 | #VALUE! | #VALUE! | #VALUE! | #VALUE! | #VALUE! | #VALUE! | 5.8591e-06 | #VALUE! | #VALUE! | #VALUE! | #VALUE! | #VALUE! | #VALUE! | 4.5601e-06 | #VALUE! | #VALUE! | #VALUE! | #VALUE! | #VALUE! | #VALUE! | 3.6752e-05 | #VALUE! | #VALUE! | #VALUE! | #VALUE! | #VALUE! | #VALUE! | 2.6065e-06 | #VALUE! | #VALUE! | #VALUE! | #VALUE! | #VALUE! | #VALUE! | -5.9563e-07 | #VALUE! | #VALUE! | #VALUE! | #VALUE! | #VALUE! | #VALUE! | -4.0534e-05 | #VALUE! | #VALUE! | #VALUE! | #VALUE! | #VALUE! | #VALUE! | -18937.8279 | #VALUE! | #VALUE! | #VALUE! | #VALUE! | #VALUE! | #VALUE! | -5.9989e-07 | #VALUE! | #VALUE! | #VALUE! | #VALUE! | #VALUE! | #VALUE! | -1.2172e-11 | #VALUE! | #VALUE! | #VALUE! | #VALUE! | #VALUE! | #VALUE! | 2.8865e-07 | #VALUE! | #VALUE! | #VALUE! | #VALUE! | #VALUE! | #VALUE! | -2.5354e-09 | #VALUE! | #VALUE! | #VALUE! | #VALUE! | #VALUE! | #VALUE! | -5.7455e-06 | #VALUE! | #VALUE! | #VALUE! | #VALUE! | #VALUE! | #VALUE! | 0.00039224 | #VALUE! | #VALUE! | #VALUE! | #VALUE! | #VALUE! | #VALUE! | 6.8099e-06 | #VALUE! | #VALUE! | #VALUE! | #VALUE! | #VALUE! | #VALUE! | -7.0521e-05 | #VALUE! | #VALUE! | #VALUE! | #VALUE! | #VALUE! | #VALUE! | 1.1353e-05 | #VALUE! | #VALUE! | #VALUE! | #VALUE! | #VALUE! | #VALUE! | 1.2714e-07 | #VALUE! | #VALUE! | #VALUE! | #VALUE! | #VALUE! | #VALUE! |  |  |  |  | 0 | 0 | 0 | 1.555e-09 | #VALUE! | #VALUE! | #VALUE! | #VALUE! | #VALUE! | #VALUE! | -1.5123e-05 | #VALUE! | #VALUE! | #VALUE! | #VALUE! | #VALUE! | #VALUE! | -6.8354e-05 | #VALUE! | #VALUE! | #VALUE! | #VALUE! | #VALUE! | #VALUE! | 4.3931e-05 | #VALUE! | #VALUE! | #VALUE! | #VALUE! | #VALUE! | #VALUE! | 4.1337e-07 | #VALUE! | #VALUE! | #VALUE! | #VALUE! | #VALUE! | #VALUE! | 6.6406e-07 | #VALUE! | #VALUE! | #VALUE! | #VALUE! | #VALUE! | #VALUE! |  |  |  |  | 0 | 0 | 0 | -1.8131e-05 | #VALUE! | #VALUE! | #VALUE! | #VALUE! | #VALUE! | #VALUE! | -3.565e-05 | #VALUE! | #VALUE! | #VALUE! | #VALUE! | #VALUE! | #VALUE! | -4.6546e-07 | #VALUE! | #VALUE! | #VALUE! | #VALUE! | #VALUE! | #VALUE! | 1.7784e-05 | #VALUE! | #VALUE! | #VALUE! | #VALUE! | #VALUE! | #VALUE! | 1.9477e-05 | #VALUE! | #VALUE! | #VALUE! | #VALUE! | #VALUE! | #VALUE! | -5.1913e-15 | #VALUE! | #VALUE! | #VALUE! | #VALUE! | #VALUE! | #VALUE! | 1.5636e-05 | #VALUE! | #VALUE! | #VALUE! | #VALUE! | #VALUE! | #VALUE! | -2.679e-05 | #VALUE! | #VALUE! | #VALUE! | #VALUE! | #VALUE! | #VALUE! | 3.4955e-09 | #VALUE! | #VALUE! | #VALUE! | #VALUE! | #VALUE! | #VALUE! | 0.00023357 | #VALUE! | #VALUE! | #VALUE! | #VALUE! | #VALUE! | #VALUE! | 6.6738e-07 | #VALUE! | #VALUE! | #VALUE! | #VALUE! | #VALUE! | #VALUE! |  |  |  |  | 0 | 0 | 0 | 4.2736e-08 | #VALUE! | #VALUE! | #VALUE! | #VALUE! | #VALUE! | #VALUE! | -4.2006e-05 | #VALUE! | #VALUE! | #VALUE! | #VALUE! | #VALUE! | #VALUE! | -2417.0367 | #VALUE! | #VALUE! | #VALUE! | #VALUE! | #VALUE! | #VALUE! | -2.1902e-05 | #VALUE! | #VALUE! | #VALUE! | #VALUE! | #VALUE! | #VALUE! | 0.0004332 | #VALUE! | #VALUE! | #VALUE! | #VALUE! | #VALUE! | #VALUE! | -2602.639 | #VALUE! | #VALUE! | #VALUE! | #VALUE! | #VALUE! | #VALUE! | 1.8678e-05 | #VALUE! | #VALUE! | #VALUE! | #VALUE! | #VALUE! | #VALUE! | -3.2578e-05 | #VALUE! | #VALUE! | #VALUE! | #VALUE! | #VALUE! | #VALUE! | -1.7424e-09 | #VALUE! | #VALUE! | #VALUE! | #VALUE! | #VALUE! | #VALUE! | 2.5896e-05 | #VALUE! | #VALUE! | #VALUE! | #VALUE! | #VALUE! | #VALUE! | -0.00083185 | #VALUE! | #VALUE! | #VALUE! | #VALUE! | #VALUE! | #VALUE! | 1.1314e-07 | #VALUE! | #VALUE! | #VALUE! | #VALUE! | #VALUE! | #VALUE! | -3.2682e-07 | #VALUE! | #VALUE! | #VALUE! | #VALUE! | #VALUE! | #VALUE! | -2.3347e-05 | #VALUE! | #VALUE! | #VALUE! | #VALUE! | #VALUE! | #VALUE! | 3.8213e-09 | #VALUE! | #VALUE! | #VALUE! | #VALUE! | #VALUE! | #VALUE! | 1.2263e-06 | #VALUE! | #VALUE! | #VALUE! | #VALUE! | #VALUE! | #VALUE! | 0.0001055 | #VALUE! | #VALUE! | #VALUE! | #VALUE! | #VALUE! | #VALUE! |  |  |  |  | 0 | 0 | 0 | 0.00029283 | #VALUE! | #VALUE! | #VALUE! | #VALUE! | #VALUE! | #VALUE! | -3.7439e-05 | #VALUE! | #VALUE! | #VALUE! | #VALUE! | #VALUE! | #VALUE! | -6.9097e-07 | #VALUE! | #VALUE! | #VALUE! | #VALUE! | #VALUE! | #VALUE! | 1.6931e-05 | #VALUE! | #VALUE! | #VALUE! | #VALUE! | #VALUE! | #VALUE! |  |  |  |  | 0 | 0 | 0 |  |  |  |  | 0 | 0 | 0 | -2.6739e-12 | #VALUE! | #VALUE! | #VALUE! | #VALUE! | #VALUE! | #VALUE! | -90566972.6147 | #VALUE! | #VALUE! | #VALUE! | #VALUE! | #VALUE! | #VALUE! | 4.4364e-08 | #VALUE! | #VALUE! | #VALUE! | #VALUE! | #VALUE! | #VALUE! | 5.1128e-07 | #VALUE! | #VALUE! | #VALUE! | #VALUE! | #VALUE! | #VALUE! |  |  |  |  | 0 | 0 | 0 |  |  |  |  | 0 | 0 | 0 |  |  |  |  | 0 | 0 | 0 | -7.4676e-05 | #VALUE! | #VALUE! | #VALUE! | #VALUE! | #VALUE! | #VALUE! |  |  |  |  | 0 | 0 | 0 | 1.5598e-05 | #VALUE! | #VALUE! | #VALUE! | #VALUE! | #VALUE! | #VALUE! |  |  |  |  | 0 | 0 | 0 |  |  |  |  | 0 | 0 | 0 |  |  |  |  | 0 | 0 | 0 | -2.9118e-06 | #VALUE! | #VALUE! | #VALUE! | #VALUE! | #VALUE! | #VALUE! |  |  |  |  | 0 | 0 | 0 | 1.8957e-05 | #VALUE! | #VALUE! | #VALUE! | #VALUE! | #VALUE! | #VALUE! |  |  |  |  | 0 | 0 | 0 |  |  |  |  | 0 | 0 | 0 |  |  |  |  | 0 | 0 | 0 | -6.6776e-05 | #VALUE! | #VALUE! | #VALUE! | #VALUE! | #VALUE! | #VALUE! |  |  |  |  | 0 | 0 | 0 | -4.6918e-11 | #VALUE! | #VALUE! | #VALUE! | #VALUE! | #VALUE! | #VALUE! |  |  |  |  | 0 | 0 | 0 |  |  |  |  | 0 | 0 | 0 | 9.2895e-08 | #VALUE! | #VALUE! | #VALUE! | #VALUE! | #VALUE! | #VALUE! | -8.3199e-05 | #VALUE! | #VALUE! | #VALUE! | #VALUE! | #VALUE! | #VALUE! | 3.4989e-09 | #VALUE! | #VALUE! | #VALUE! | #VALUE! | #VALUE! | #VALUE! | 4.1178e-06 | #VALUE! | #VALUE! | #VALUE! | #VALUE! | #VALUE! | #VALUE! |  |  |  |  | 0 | 0 | 0 |  |  |  |  | 0 | 0 | 0 |  |  |  |  | 0 | 0 | 0 |  |  |  |  | 0 | 0 | 0 | 6.9866e-08 | #VALUE! | #VALUE! | #VALUE! | #VALUE! | #VALUE! | #VALUE! | -1.4665e-05 | #VALUE! | #VALUE! | #VALUE! | #VALUE! | #VALUE! | #VALUE! | -4.5071e-06 | #VALUE! | #VALUE! | #VALUE! | #VALUE! | #VALUE! | #VALUE! |  |  |  |  | 0 | 0 | 0 | -1.6065e-05 | #VALUE! | #VALUE! | #VALUE! | #VALUE! | #VALUE! | #VALUE! | -4.8426e-05 | #VALUE! | #VALUE! | #VALUE! | #VALUE! | #VALUE! | #VALUE! | 1.4095e-05 | #VALUE! | #VALUE! | #VALUE! | #VALUE! | #VALUE! | #VALUE! |  |  |  |  | 0 | 0 | 0 | 0.00045685 | #VALUE! | #VALUE! | #VALUE! | #VALUE! | #VALUE! | #VALUE! | 0.00026402 | #VALUE! | #VALUE! | #VALUE! | #VALUE! | #VALUE! | #VALUE! | 3.1477e-05 | #VALUE! | #VALUE! | #VALUE! | #VALUE! | #VALUE! | #VALUE! | -1.1051e-05 | #VALUE! | #VALUE! | #VALUE! | #VALUE! | #VALUE! | #VALUE! | 9.3111e-07 | #VALUE! | #VALUE! | #VALUE! | #VALUE! | #VALUE! | #VALUE! | 0.073579 | #VALUE! | #VALUE! | #VALUE! | #VALUE! | #VALUE! | #VALUE! | -0.0015527 | #VALUE! | #VALUE! | #VALUE! | #VALUE! | #VALUE! | #VALUE! |  |  |  |  | 0 | 0 | 0 | -2.135e-05 | #VALUE! | #VALUE! | #VALUE! | #VALUE! | #VALUE! | #VALUE! | -6.9179e-05 | #VALUE! | #VALUE! | #VALUE! | #VALUE! | #VALUE! | #VALUE! | 4.3351e-06 | #VALUE! | #VALUE! | #VALUE! | #VALUE! | #VALUE! | #VALUE! |  |  |  |  | 0 | 0 | 0 | 4.4205e-05 | #VALUE! | #VALUE! | #VALUE! | #VALUE! | #VALUE! | #VALUE! | -1.4863e-05 | #VALUE! | #VALUE! | #VALUE! | #VALUE! | #VALUE! | #VALUE! | -0.00022195 | #VALUE! | #VALUE! | #VALUE! | #VALUE! | #VALUE! | #VALUE! | 4.0342e-05 | #VALUE! | #VALUE! | #VALUE! | #VALUE! | #VALUE! | #VALUE! | 8.15e-07 | #VALUE! | #VALUE! | #VALUE! | #VALUE! | #VALUE! | #VALUE! |  |  |  |  | 0 | 0 | 0 | 0.0010146 | #VALUE! | #VALUE! | #VALUE! | #VALUE! | #VALUE! | #VALUE! | -0.0035987 | #VALUE! | #VALUE! | #VALUE! | #VALUE! | #VALUE! | #VALUE! | -0.015307 | #VALUE! | #VALUE! | #VALUE! | #VALUE! | #VALUE! | #VALUE! | -1.751e-05 | #VALUE! | #VALUE! | #VALUE! | #VALUE! | #VALUE! | #VALUE! | 3.4671e-10 | #VALUE! | #VALUE! | #VALUE! | #VALUE! | #VALUE! | #VALUE! | 7.818e-06 | #VALUE! | #VALUE! | #VALUE! | #VALUE! | #VALUE! | #VALUE! | -0.00028775 | #VALUE! | #VALUE! | #VALUE! | #VALUE! | #VALUE! | #VALUE! | -2.6002e-06 | #VALUE! | #VALUE! | #VALUE! | #VALUE! | #VALUE! | #VALUE! | 0.00173 | #VALUE! | #VALUE! | #VALUE! | #VALUE! | #VALUE! | #VALUE! | -1.5322e-05 | #VALUE! | #VALUE! | #VALUE! | #VALUE! | #VALUE! | #VALUE! | 2.8353e-11 | #VALUE! | #VALUE! | #VALUE! | #VALUE! | #VALUE! | #VALUE! | -0.0023495 | #VALUE! | #VALUE! | #VALUE! | #VALUE! | #VALUE! | #VALUE! | 1.0101e-06 | #VALUE! | #VALUE! | #VALUE! | #VALUE! | #VALUE! | #VALUE! |  |  |  |  | 0 | 0 | 0 | -6.0938e-05 | #VALUE! | #VALUE! | #VALUE! | #VALUE! | #VALUE! | #VALUE! | -1.2965e-11 | #VALUE! | #VALUE! | #VALUE! | #VALUE! | #VALUE! | #VALUE! | -0.00058285 | #VALUE! | #VALUE! | #VALUE! | #VALUE! | #VALUE! | #VALUE! | -1.4607e-05 | #VALUE! | #VALUE! | #VALUE! | #VALUE! | #VALUE! | #VALUE! | 0.0010678 | #VALUE! | #VALUE! | #VALUE! | #VALUE! | #VALUE! | #VALUE! | 1.7229e-05 | #VALUE! | #VALUE! | #VALUE! | #VALUE! | #VALUE! | #VALUE! | -5.2149e-09 | #VALUE! | #VALUE! | #VALUE! | #VALUE! | #VALUE! | #VALUE! | -4.2676e-06 | #VALUE! | #VALUE! | #VALUE! | #VALUE! | #VALUE! | #VALUE! | -4.7286e-07 | #VALUE! | #VALUE! | #VALUE! | #VALUE! | #VALUE! | #VALUE! | -0.003006 | #VALUE! | #VALUE! | #VALUE! | #VALUE! | #VALUE! | #VALUE! |  |  |  |  | 0 | 0 | 0 | 5.1665e-06 | #VALUE! | #VALUE! | #VALUE! | #VALUE! | #VALUE! | #VALUE! | -0.00029134 | #VALUE! | #VALUE! | #VALUE! | #VALUE! | #VALUE! | #VALUE! |  |  |  |  | 0 | 0 | 0 | 0.00022325 | #VALUE! | #VALUE! | #VALUE! | #VALUE! | #VALUE! | #VALUE! | 3.0757e-06 | #VALUE! | #VALUE! | #VALUE! | #VALUE! | #VALUE! | #VALUE! | 7.9924e-06 | #VALUE! | #VALUE! | #VALUE! | #VALUE! | #VALUE! | #VALUE! | 0.00030554 | #VALUE! | #VALUE! | #VALUE! | #VALUE! | #VALUE! | #VALUE! | -1.8647e-05 | #VALUE! | #VALUE! | #VALUE! | #VALUE! | #VALUE! | #VALUE! | -3.5715e-06 | #VALUE! | #VALUE! | #VALUE! | #VALUE! | #VALUE! | #VALUE! | 5.5829e-05 | #VALUE! | #VALUE! | #VALUE! | #VALUE! | #VALUE! | #VALUE! | -0.00027481 | #VALUE! | #VALUE! | #VALUE! | #VALUE! | #VALUE! | #VALUE! |  |  |  |  | 0 | 0 | 0 | 2.4717e-05 | #VALUE! | #VALUE! | #VALUE! | #VALUE! | #VALUE! | #VALUE! | 3.0811e-05 | #VALUE! | #VALUE! | #VALUE! | #VALUE! | #VALUE! | #VALUE! |  |  |  |  | 0 | 0 | 0 | 9.7199e-05 | #VALUE! | #VALUE! | #VALUE! | #VALUE! | #VALUE! | #VALUE! | 681.1866 | #VALUE! | #VALUE! | #VALUE! | #VALUE! | #VALUE! | #VALUE! | -2.357e-05 | #VALUE! | #VALUE! | #VALUE! | #VALUE! | #VALUE! | #VALUE! | 2.5691e-05 | #VALUE! | #VALUE! | #VALUE! | #VALUE! | #VALUE! | #VALUE! | 0.0007157 | #VALUE! | #VALUE! | #VALUE! | #VALUE! | #VALUE! | #VALUE! | 0.00086477 | #VALUE! | #VALUE! | #VALUE! | #VALUE! | #VALUE! | #VALUE! | 6.34e-08 | #VALUE! | #VALUE! | #VALUE! | #VALUE! | #VALUE! | #VALUE! |  |  |  |  | 0 | 0 | 0 | 0.00035452 | #VALUE! | #VALUE! | #VALUE! | #VALUE! | #VALUE! | #VALUE! |  |  |  |  | 0 | 0 | 0 | -6.2846e-12 | #VALUE! | #VALUE! | #VALUE! | #VALUE! | #VALUE! | #VALUE! | -8.1042e-05 | #VALUE! | #VALUE! | #VALUE! | #VALUE! | #VALUE! | #VALUE! |  |  |  |  | 0 | 0 | 0 | 0.00014451 | #VALUE! | #VALUE! | #VALUE! | #VALUE! | #VALUE! | #VALUE! | 0.00040788 | #VALUE! | #VALUE! | #VALUE! | #VALUE! | #VALUE! | #VALUE! |  |  |  |  | 0 | 0 | 0 | -0.0013861 | #VALUE! | #VALUE! | #VALUE! | #VALUE! | #VALUE! | #VALUE! | -4.2324e-05 | #VALUE! | #VALUE! | #VALUE! | #VALUE! | #VALUE! | #VALUE! | -1.5517e-09 | #VALUE! | #VALUE! | #VALUE! | #VALUE! | #VALUE! | #VALUE! |  |  |  |  | 0 | 0 | 0 | 0.0014619 | #VALUE! | #VALUE! | #VALUE! | #VALUE! | #VALUE! | #VALUE! |  |  |  |  | 0 | 0 | 0 |  |  |  |  | 0 | 0 | 0 | -6.9893e-05 | #VALUE! | #VALUE! | #VALUE! | #VALUE! | #VALUE! | #VALUE! |  |  |  |  | 0 | 0 | 0 | -5.4502e-05 | #VALUE! | #VALUE! | #VALUE! | #VALUE! | #VALUE! | #VALUE! | -0.0019398 | #VALUE! | #VALUE! | #VALUE! | #VALUE! | #VALUE! | #VALUE! |  |  |  |  | 0 | 0 | 0 |  |  |  |  | 0 | 0 | 0 | 5.3851e-05 | #VALUE! | #VALUE! | #VALUE! | #VALUE! | #VALUE! | #VALUE! | -5.7123e-07 | #VALUE! | #VALUE! | #VALUE! | #VALUE! | #VALUE! | #VALUE! |  |  |  |  | 0 | 0 | 0 | 0.0010089 | #VALUE! | #VALUE! | #VALUE! | #VALUE! | #VALUE! | #VALUE! |  |  |  |  | 0 | 0 | 0 | -1.4577e-05 | #VALUE! | #VALUE! | #VALUE! | #VALUE! | #VALUE! | #VALUE! | 3.7921e-05 | #VALUE! | #VALUE! | #VALUE! | #VALUE! | #VALUE! | #VALUE! | -6.7603e-11 | #VALUE! | #VALUE! | #VALUE! | #VALUE! | #VALUE! | #VALUE! |  |  |  |  | 0 | 0 | 0 | 0.0013373 | #VALUE! | #VALUE! | #VALUE! | #VALUE! | #VALUE! | #VALUE! |  |  |  |  | 0 | 0 | 0 | 1.626e-06 | #VALUE! | #VALUE! | #VALUE! | #VALUE! | #VALUE! | #VALUE! | 0.00011176 | #VALUE! | #VALUE! | #VALUE! | #VALUE! | #VALUE! | #VALUE! |  |  |  |  | 0 | 0 | 0 |  |  |  |  | 0 | 0 | 0 |  |  |  |  | 0 | 0 | 0 |  |  |  |  | 0 | 0 | 0 |  |  |  |  | 0 | 0 | 0 |  |  |  |  | 0 | 0 | 0 |  |  |  |  | 0 | 0 | 0 |  |  |  |  | 0 | 0 | 0 |  |  |  |  | 0 | 0 | 0 |  |  |  |  | 0 | 0 | 0 |  |  |  |  | 0 | 0 | 0 |  |  |  |  | 0 | 0 | 0 | 4.5467e-08 | #VALUE! | #VALUE! | #VALUE! | #VALUE! | #VALUE! | #VALUE! |  |  |  |  | 0 | 0 | 0 |  |  |  |  | 0 | 0 | 0 |  |  |  |  | 0 | 0 | 0 |  |  |  |  | 0 | 0 | 0 |  |  |  |  | 0 | 0 | 0 |  |  |  |  | 0 | 0 | 0 |  |  |  |  | 0 | 0 | 0 |  |  |  |  | 0 | 0 | 0 |  |  |  |  | 0 | 0 | 0 |  |  |  |  | 0 | 0 | 0 |  |  |  |  | 0 | 0 | 0 |  |  |  |  | 0 | 0 | 0 |  |  |  |  | 0 | 0 | 0 | 1.6467e-05 | #VALUE! | #VALUE! | #VALUE! | #VALUE! | #VALUE! | #VALUE! |  |  |  |  | 0 | 0 | 0 |  |  |  |  | 0 | 0 | 0 | -1.8706e-06 | #VALUE! | #VALUE! | #VALUE! | #VALUE! | #VALUE! | #VALUE! |  |  |  |  | 0 | 0 | 0 |  |  |  |  | 0 | 0 | 0 |  |  |  |  | 0 | 0 | 0 |  |  |  |  | 0 | 0 | 0 |  |  |  |  | 0 | 0 | 0 | 0.0012442 | #VALUE! | #VALUE! | #VALUE! | #VALUE! | #VALUE! | #VALUE! |  |  |  |  | 0 | 0 | 0
|  |  | 0 | 0 | 0 | 0.0058079 | #VALUE! | #VALUE! | #VALUE! | #VALUE! | #VALUE! | #VALUE! | 0.001444 | #VALUE! | #VALUE! | #VALUE! | #VALUE! | #VALUE! | #VALUE! |  |  |  |  | 0 | 0 | 0 | 2.8578e-07 | #VALUE! | #VALUE! | #VALUE! | #VALUE! | #VALUE! | #VALUE! | 2.8248e-05 | #VALUE! | #VALUE! | #VALUE! | #VALUE! | #VALUE! | #VALUE! | 1.6416e-07 | #VALUE! | #VALUE! | #VALUE! | #VALUE! | #VALUE! | #VALUE! | -1.9871e-07 | #VALUE! | #VALUE! | #VALUE! | #VALUE! | #VALUE! | #VALUE! | 2.142e-05 | #VALUE! | #VALUE! | #VALUE! | #VALUE! | #VALUE! | #VALUE! | 4.5236e-06 | #VALUE! | #VALUE! | #VALUE! | #VALUE! | #VALUE! | #VALUE! | -6.6486e-07 | #VALUE! | #VALUE! | #VALUE! | #VALUE! | #VALUE! | #VALUE! | -3.2995e-06 | #VALUE! | #VALUE! | #VALUE! | #VALUE! | #VALUE! | #VALUE! | 2.3191e-06 | #VALUE! | #VALUE! | #VALUE! | #VALUE! | #VALUE! | #VALUE! | 1.9935e-06 | #VALUE! | #VALUE! | #VALUE! | #VALUE! | #VALUE! | #VALUE! | 0.0021161 | #VALUE! | #VALUE! | #VALUE! | #VALUE! | #VALUE! | #VALUE! | -4.0667e-12 | #VALUE! | #VALUE! | #VALUE! | #VALUE! | #VALUE! | #VALUE! | -1.2694e-05 | #VALUE! | #VALUE! | #VALUE! | #VALUE! | #VALUE! | #VALUE! | 5.9866e-05 | #VALUE! | #VALUE! | #VALUE! | #VALUE! | #VALUE! | #VALUE! | -3.8737e-07 | #VALUE! | #VALUE! | #VALUE! | #VALUE! | #VALUE! | #VALUE! | 3491.114 | #VALUE! | #VALUE! | #VALUE! | #VALUE! | #VALUE! | #VALUE! | 0.0011336 | #VALUE! | #VALUE! | #VALUE! | #VALUE! | #VALUE! | #VALUE! | 5.928e-05 | #VALUE! | #VALUE! | #VALUE! | #VALUE! | #VALUE! | #VALUE! | 4.6517e-06 | #VALUE! | #VALUE! | #VALUE! | #VALUE! | #VALUE! | #VALUE! | 7.9903e-05 | #VALUE! | #VALUE! | #VALUE! | #VALUE! | #VALUE! | #VALUE! | -4.3167e-06 | #VALUE! | #VALUE! | #VALUE! | #VALUE! | #VALUE! | #VALUE! | -1.2352e-05 | #VALUE! | #VALUE! | #VALUE! | #VALUE! | #VALUE! | #VALUE! | 0.00054335 | #VALUE! | #VALUE! | #VALUE! | #VALUE! | #VALUE! | #VALUE! | -2.0698e-05 | #VALUE! | #VALUE! | #VALUE! | #VALUE! | #VALUE! | #VALUE! | -1.0445e-05 | #VALUE! | #VALUE! | #VALUE! | #VALUE! | #VALUE! | #VALUE! | 0.00013759 | #VALUE! | #VALUE! | #VALUE! | #VALUE! | #VALUE! | #VALUE! | 3.2877e-08 | #VALUE! | #VALUE! | #VALUE! | #VALUE! | #VALUE! | #VALUE! | 5.8124e-06 | #VALUE! | #VALUE! | #VALUE! | #VALUE! | #VALUE! | #VALUE! | 7.3216e-07 | #VALUE! | #VALUE! | #VALUE! | #VALUE! | #VALUE! | #VALUE! | 5.0433e-05 | #VALUE! | #VALUE! | #VALUE! | #VALUE! | #VALUE! | #VALUE! | -0.00017101 | #VALUE! | #VALUE! | #VALUE! | #VALUE! | #VALUE! | #VALUE! | 4.601e-05 | #VALUE! | #VALUE! | #VALUE! | #VALUE! | #VALUE! | #VALUE! | 3.1865e-10 | #VALUE! | #VALUE! | #VALUE! | #VALUE! | #VALUE! | #VALUE! | 0.0002634 | #VALUE! | #VALUE! | #VALUE! | #VALUE! | #VALUE! | #VALUE! | -5.0447e-05 | #VALUE! | #VALUE! | #VALUE! | #VALUE! | #VALUE! | #VALUE! | -1.6875e-05 | #VALUE! | #VALUE! | #VALUE! | #VALUE! | #VALUE! | #VALUE! | -7.1881e-05 | #VALUE! | #VALUE! | #VALUE! | #VALUE! | #VALUE! | #VALUE! | -1.2519e-11 | #VALUE! | #VALUE! | #VALUE! | #VALUE! | #VALUE! | #VALUE! | -6.6994e-06 | #VALUE! | #VALUE! | #VALUE! | #VALUE! | #VALUE! | #VALUE! | -5.8496e-07 | #VALUE! | #VALUE! | #VALUE! | #VALUE! | #VALUE! | #VALUE! | 5.8736e-05 | #VALUE! | #VALUE! | #VALUE! | #VALUE! | #VALUE! | #VALUE! | -19670.9563 | #VALUE! | #VALUE! | #VALUE! | #VALUE! | #VALUE! | #VALUE! | -2.4824e-06 | #VALUE! | #VALUE! | #VALUE! | #VALUE! | #VALUE! | #VALUE! | -0.010753 | #VALUE! | #VALUE! | #VALUE! | #VALUE! | #VALUE! | #VALUE! | -7.1682e-07 | #VALUE! | #VALUE! | #VALUE! | #VALUE! | #VALUE! | #VALUE! | -0.00038829 | #VALUE! | #VALUE! | #VALUE! | #VALUE! | #VALUE! | #VALUE! | -5.5079e-06 | #VALUE! | #VALUE! | #VALUE! | #VALUE! | #VALUE! | #VALUE! | 1.304e-05 | #VALUE! | #VALUE! | #VALUE! | #VALUE! | #VALUE! | #VALUE! | -1.4917e-06 | #VALUE! | #VALUE! | #VALUE! | #VALUE! | #VALUE! | #VALUE! | 0.0019538 | #VALUE! | #VALUE! | #VALUE! | #VALUE! | #VALUE! | #VALUE! | 5.4422e-05 | #VALUE! | #VALUE! | #VALUE! | #VALUE! | #VALUE! | #VALUE! | -2.4862e-09 | #VALUE! | #VALUE! | #VALUE! | #VALUE! | #VALUE! | #VALUE! | 0.00052991 | #VALUE! | #VALUE! | #VALUE! | #VALUE! | #VALUE! | #VALUE! | 0.00029526 | #VALUE! | #VALUE! | #VALUE! | #VALUE! | #VALUE! | #VALUE! | 1.6396e-06 | #VALUE! | #VALUE! | #VALUE! | #VALUE! | #VALUE! | #VALUE! | -3.1695e-06 | #VALUE! | #VALUE! | #VALUE! | #VALUE! | #VALUE! | #VALUE! | -6.5345e-07 | #VALUE! | #VALUE! | #VALUE! | #VALUE! | #VALUE! | #VALUE! | 3230.3651 | #VALUE! | #VALUE! | #VALUE! | #VALUE! | #VALUE! | #VALUE! | -5.3604e-05 | #VALUE! | #VALUE! | #VALUE! | #VALUE! | #VALUE! | #VALUE! | 2.4809e-05 | #VALUE! | #VALUE! | #VALUE! | #VALUE! | #VALUE! | #VALUE! | -3.9813e-06 | #VALUE! | #VALUE! | #VALUE! | #VALUE! | #VALUE! | #VALUE! | 0.00093522 | #VALUE! | #VALUE! | #VALUE! | #VALUE! | #VALUE! | #VALUE! | 4.9599e-05 | #VALUE! | #VALUE! | #VALUE! | #VALUE! | #VALUE! | #VALUE! | 1.2633e-05 | #VALUE! | #VALUE! | #VALUE! | #VALUE! | #VALUE! | #VALUE! |  |  |  |  | 0 | 0 | 0 | -0.00016453 | #VALUE! | #VALUE! | #VALUE! | #VALUE! | #VALUE! | #VALUE! | 4.7901e-05 | #VALUE! | #VALUE! | #VALUE! | #VALUE! | #VALUE! | #VALUE! | 0.00093751 | #VALUE! | #VALUE! | #VALUE! | #VALUE! | #VALUE! | #VALUE! | 3.8637e-09 | #VALUE! | #VALUE! | #VALUE! | #VALUE! | #VALUE! | #VALUE! | -0.0018449 | #VALUE! | #VALUE! | #VALUE! | #VALUE! | #VALUE! | #VALUE! | 0.0012522 | #VALUE! | #VALUE! | #VALUE! | #VALUE! | #VALUE! | #VALUE! |  |  |  |  | 0 | 0 | 0 | 1.0267e-05 | #VALUE! | #VALUE! | #VALUE! | #VALUE! | #VALUE! | #VALUE! | 6.3013e-06 | #VALUE! | #VALUE! | #VALUE! | #VALUE! | #VALUE! | #VALUE! | -3.8451e-16 | #VALUE! | #VALUE! | #VALUE! | #VALUE! | #VALUE! | #VALUE! | 5.8512e-05 | #VALUE! | #VALUE! | #VALUE! | #VALUE! | #VALUE! | #VALUE! | 1.2486e-05 | #VALUE! | #VALUE! | #VALUE! | #VALUE! | #VALUE! | #VALUE! | 8.1672e-11 | #VALUE! | #VALUE! | #VALUE! | #VALUE! | #VALUE! | #VALUE! | -2.0625e-05 | #VALUE! | #VALUE! | #VALUE! | #VALUE! | #VALUE! | #VALUE! | -1.0015e-05 | #VALUE! | #VALUE! | #VALUE! | #VALUE! | #VALUE! | #VALUE! | 4.5038e-08 | #VALUE! | #VALUE! | #VALUE! | #VALUE! | #VALUE! | #VALUE! | 1.3217e-05 | #VALUE! | #VALUE! | #VALUE! | #VALUE! | #VALUE! | #VALUE! | 0.0014958 | #VALUE! | #VALUE! | #VALUE! | #VALUE! | #VALUE! | #VALUE! |  |  |  |  | 0 | 0 | 0 | -0.00081117 | #VALUE! | #VALUE! | #VALUE! | #VALUE! | #VALUE! | #VALUE! | 5.1864e-06 | #VALUE! | #VALUE! | #VALUE! | #VALUE! | #VALUE! | #VALUE! | 2.3003e-11 | #VALUE! | #VALUE! | #VALUE! | #VALUE! | #VALUE! | #VALUE! | 3.529e-07 | #VALUE! | #VALUE! | #VALUE! | #VALUE! | #VALUE! | #VALUE! | 5.6823e-05 | #VALUE! | #VALUE! | #VALUE! | #VALUE! | #VALUE! | #VALUE! | 1.0963e-10 | #VALUE! | #VALUE! | #VALUE! | #VALUE! | #VALUE! | #VALUE! | 1.7062e-06 | #VALUE! | #VALUE! | #VALUE! | #VALUE! | #VALUE! | #VALUE! | 9.3944e-06 | #VALUE! | #VALUE! | #VALUE! | #VALUE! | #VALUE! | #VALUE! | 4.7023e-08 | #VALUE! | #VALUE! | #VALUE! | #VALUE! | #VALUE! | #VALUE! | 0.00051004 | #VALUE! | #VALUE! | #VALUE! | #VALUE! | #VALUE! | #VALUE! | 0.0019802 | #VALUE! | #VALUE! | #VALUE! | #VALUE! | #VALUE! | #VALUE! |  |  |  |  | 0 | 0 | 0 | -9.8693e-07 | #VALUE! | #VALUE! | #VALUE! | #VALUE! | #VALUE! | #VALUE! | -4.9531e-05 | #VALUE! | #VALUE! | #VALUE! | #VALUE! | #VALUE! | #VALUE! | 6.8957e-08 | #VALUE! | #VALUE! | #VALUE! | #VALUE! | #VALUE! | #VALUE! | -8.0514e-06 | #VALUE! | #VALUE! | #VALUE! | #VALUE! | #VALUE! | #VALUE! | 0.0019178 | #VALUE! | #VALUE! | #VALUE! | #VALUE! | #VALUE! | #VALUE! |  |  |  |  | 0 | 0 | 0 | 4.8877e-13 | #VALUE! | #VALUE! | #VALUE! | #VALUE! | #VALUE! | #VALUE! | -7.0012e-06 | #VALUE! | #VALUE! | #VALUE! | #VALUE! | #VALUE! | #VALUE! | -4.5843e-16 | #VALUE! | #VALUE! | #VALUE! | #VALUE! | #VALUE! | #VALUE! | -0.00035515 | #VALUE! | #VALUE! | #VALUE! | #VALUE! | #VALUE! | #VALUE! |  |  |  |  | 0 | 0 | 0 |  |  |  |  | 0 | 0 | 0 | 1.1906e-05 | #VALUE! | #VALUE! | #VALUE! | #VALUE! | #VALUE! | #VALUE! | -2.7936e-06 | #VALUE! | #VALUE! | #VALUE! | #VALUE! | #VALUE! | #VALUE! |  |  |  |  | 0 | 0 | 0 | 1.2276e-05 | #VALUE! | #VALUE! | #VALUE! | #VALUE! | #VALUE! | #VALUE! |  |  |  |  | 0 | 0 | 0 |  |  |  |  | 0 | 0 | 0 |  |  |  |  | 0 | 0 | 0 | 0.00075949 | #VALUE! | #VALUE! | #VALUE! | #VALUE! | #VALUE! | #VALUE! |  |  |  |  | 0 | 0 | 0 | 3.7e-07 | #VALUE! | #VALUE! | #VALUE! | #VALUE! | #VALUE! | #VALUE! |  |  |  |  | 0 | 0 | 0 |  |  |  |  | 0 | 0 | 0 |  |  |  |  | 0 | 0 | 0 |  |  |  |  | 0 | 0 | 0 |  |  |  |  | 0 | 0 | 0 | 3.3125e-07 | #VALUE! | #VALUE! | #VALUE! | #VALUE! | #VALUE! | #VALUE! |  |  |  |  | 0 | 0 | 0 |  |  |  |  | 0 | 0 | 0 |  |  |  |  | 0 | 0 | 0 | 0.00056972 | #VALUE! | #VALUE! | #VALUE! | #VALUE! | #VALUE! | #VALUE! |  |  |  |  | 0 | 0 | 0 | 1.7904e-05 | #VALUE! | #VALUE! | #VALUE! | #VALUE! | #VALUE! | #VALUE! |  |  |  |  | 0 | 0 | 0 |  |  |  |  | 0 | 0 | 0 | 2.7894e-06 | #VALUE! | #VALUE! | #VALUE! | #VALUE! | #VALUE! | #VALUE! | 0.00085484 | #VALUE! | #VALUE! | #VALUE! | #VALUE! | #VALUE! | #VALUE! | -4.1054e-11 | #VALUE! | #VALUE! | #VALUE! | #VALUE! | #VALUE! | #VALUE! |  |  |  |  | 0 | 0 | 0 |  |  |  |  | 0 | 0 | 0 |  |  |  |  | 0 | 0 | 0 |  |  |  |  | 0 | 0 | 0 |  |  |  |  | 0 | 0 | 0 |  |  |  |  | 0 | 0 | 0 | 0.0018706 | #VALUE! | #VALUE! | #VALUE! | #VALUE! | #VALUE! | #VALUE! | -4.1084e-05 | #VALUE! | #VALUE! | #VALUE! | #VALUE! | #VALUE! | #VALUE! |  |  |  |  | 0 | 0 | 0 | -0.00013842 | #VALUE! | #VALUE! | #VALUE! | #VALUE! | #VALUE! | #VALUE! | 5.4379e-06 | #VALUE! | #VALUE! | #VALUE! | #VALUE! | #VALUE! | #VALUE! | 5.1684e-05 | #VALUE! | #VALUE! | #VALUE! | #VALUE! | #VALUE! | #VALUE! |  |  |  |  | 0 | 0 | 0 | 0.0012634 | #VALUE! | #VALUE! | #VALUE! | #VALUE! | #VALUE! | #VALUE! | 2.7705e-05 | #VALUE! | #VALUE! | #VALUE! | #VALUE! | #VALUE! | #VALUE! | -0.0005586 | #VALUE! | #VALUE! | #VALUE! | #VALUE! | #VALUE! | #VALUE! | -4.0436e-05 | #VALUE! | #VALUE! | #VALUE! | #VALUE! | #VALUE! | #VALUE! | 5.644e-06 | #VALUE! | #VALUE! | #VALUE! | #VALUE! | #VALUE! | #VALUE! | -1.5561e-10 | #VALUE! | #VALUE! | #VALUE! | #VALUE! | #VALUE! | #VALUE! | -0.0001997 | #VALUE! | #VALUE! | #VALUE! | #VALUE! | #VALUE! | #VALUE! |  |  |  |  | 0 | 0 | 0 | -1.5033e-05 | #VALUE! | #VALUE! | #VALUE! | #VALUE! | #VALUE! | #VALUE! | 4.2388e-05 | #VALUE! | #VALUE! | #VALUE! | #VALUE! | #VALUE! | #VALUE! | -5.5635e-05 | #VALUE! | #VALUE! | #VALUE! | #VALUE! | #VALUE! | #VALUE! |  |  |  |  | 0 | 0 | 0 | -74980338.7376 | #VALUE! | #VALUE! | #VALUE! | #VALUE! | #VALUE! | #VALUE! | -5.3283e-07 | #VALUE! | #VALUE! | #VALUE! | #VALUE! | #VALUE! | #VALUE! | 0.0027966 | #VALUE! | #VALUE! | #VALUE! | #VALUE! | #VALUE! | #VALUE! | 1.0623e-07 | #VALUE! | #VALUE! | #VALUE! | #VALUE! | #VALUE! | #VALUE! | 7.937e-06 | #VALUE! | #VALUE! | #VALUE! | #VALUE! | #VALUE! | #VALUE! |  |  |  |  | 0 | 0 | 0 | -0.0032804 | #VALUE! | #VALUE! | #VALUE! | #VALUE! | #VALUE! | #VALUE! | -2.1877e-05 | #VALUE! | #VALUE! | #VALUE! | #VALUE! | #VALUE! | #VALUE! | -1.8994e-12 | #VALUE! | #VALUE! | #VALUE! | #VALUE! | #VALUE! | #VALUE! | -5.357e-05 | #VALUE! | #VALUE! | #VALUE! | #VALUE! | #VALUE! | #VALUE! | 8.3735e-06 | #VALUE! | #VALUE! | #VALUE! | #VALUE! | #VALUE! | #VALUE! | 3.687e-07 | #VALUE! | #VALUE! | #VALUE! | #VALUE! | #VALUE! | #VALUE! | -1.4835e-10 | #VALUE! | #VALUE! | #VALUE! | #VALUE! | #VALUE! | #VALUE! | 0.00010112 | #VALUE! | #VALUE! | #VALUE! | #VALUE! | #VALUE! | #VALUE! | -0.015843 | #VALUE! | #VALUE! | #VALUE! | #VALUE! | #VALUE! | #VALUE! | -4.9037e-05 | #VALUE! | #VALUE! | #VALUE! | #VALUE! | #VALUE! | #VALUE! | 1.2395e-05 | #VALUE! | #VALUE! | #VALUE! | #VALUE! | #VALUE! | #VALUE! | 0.092833 | #VALUE! | #VALUE! | #VALUE! | #VALUE! | #VALUE! | #VALUE! |  |  |  |  | 0 | 0 | 0 |  |  |  |  | 0 | 0 | 0 | 8.6664e-08 | #VALUE! | #VALUE! | #VALUE! | #VALUE! | #VALUE! | #VALUE! | -94189740.8261 | #VALUE! | #VALUE! | #VALUE! | #VALUE! | #VALUE! | #VALUE! | 0.00014165 | #VALUE! | #VALUE! | #VALUE! | #VALUE! | #VALUE! | #VALUE! | -5.6805e-05 | #VALUE! | #VALUE! | #VALUE! | #VALUE! | #VALUE! | #VALUE! | -2.7077e-05 | #VALUE! | #VALUE! | #VALUE! | #VALUE! | #VALUE! | #VALUE! | 6.628e-05 | #VALUE! | #VALUE! | #VALUE! | #VALUE! | #VALUE! | #VALUE! | 1.9392e-05 | #VALUE! | #VALUE! | #VALUE! | #VALUE! | #VALUE! | #VALUE! | -7.1096e-05 | #VALUE! | #VALUE! | #VALUE! | #VALUE! | #VALUE! | #VALUE! | 6.5948e-06 | #VALUE! | #VALUE! | #VALUE! | #VALUE! | #VALUE! | #VALUE! | -0.0085097 | #VALUE! | #VALUE! | #VALUE! | #VALUE! | #VALUE! | #VALUE! |  |  |  |  | 0 | 0 | 0 | -4.9314e-05 | #VALUE! | #VALUE! | #VALUE! | #VALUE! | #VALUE! | #VALUE! | 1.8954e-08 | #VALUE! | #VALUE! | #VALUE! | #VALUE! | #VALUE! | #VALUE! |  |  |  |  | 0 | 0 | 0 | -2.199e-06 | #VALUE! | #VALUE! | #VALUE! | #VALUE! | #VALUE! | #VALUE! | 9.2078e-08 | #VALUE! | #VALUE! | #VALUE! | #VALUE! | #VALUE! | #VALUE! | -3.8902e-06 | #VALUE! | #VALUE! | #VALUE! | #VALUE! | #VALUE! | #VALUE! | 2.3823e-05 | #VALUE! | #VALUE! | #VALUE! | #VALUE! | #VALUE! | #VALUE! | 1.9999e-06 | #VALUE! | #VALUE! | #VALUE! | #VALUE! | #VALUE! | #VALUE! | -4.4214e-05 | #VALUE! | #VALUE! | #VALUE! | #VALUE! | #VALUE! | #VALUE! | 3.3813e-09 | #VALUE! | #VALUE! | #VALUE! | #VALUE! | #VALUE! | #VALUE! | -4.2374e-05 | #VALUE! | #VALUE! | #VALUE! | #VALUE! | #VALUE! | #VALUE! |  |  |  |  | 0 | 0 | 0 | 7.9163e-05 | #VALUE! | #VALUE! | #VALUE! | #VALUE! | #VALUE! | #VALUE! | -0.00041624 | #VALUE! | #VALUE! | #VALUE! | #VALUE! | #VALUE! | #VALUE! |  |  |  |  | 0 | 0 | 0 | -0.00081777 | #VALUE! | #VALUE! | #VALUE! | #VALUE! | #VALUE! | #VALUE! | -0.00014999 | #VALUE! | #VALUE! | #VALUE! | #VALUE! | #VALUE! | #VALUE! |  |  |  |  | 0 | 0 | 0 | 7.6615e-05 | #VALUE! | #VALUE! | #VALUE! | #VALUE! | #VALUE! | #VALUE! | -0.0066518 | #VALUE! | #VALUE! | #VALUE! | #VALUE! | #VALUE! | #VALUE! | 2.5897e-05 | #VALUE! | #VALUE! | #VALUE! | #VALUE! | #VALUE! | #VALUE! | -4.1878e-06 | #VALUE! | #VALUE! | #VALUE! | #VALUE! | #VALUE! | #VALUE! |  |  |  |  | 0 | 0 | 0 | 0.00077584 | #VALUE! | #VALUE! | #VALUE! | #VALUE! | #VALUE! | #VALUE! |  |  |  |  | 0 | 0 | 0 | -4.0133e-05 | #VALUE! | #VALUE! | #VALUE! | #VALUE! | #VALUE! | #VALUE! | 3.6903e-05 | #VALUE! | #VALUE! | #VALUE! | #VALUE! | #VALUE! | #VALUE! |  |  |  |  | 0 | 0 | 0 | -5.2574e-11 | #VALUE! | #VALUE! | #VALUE! | #VALUE! | #VALUE! | #VALUE! | 0.00083581 | #VALUE! | #VALUE! | #VALUE! | #VALUE! | #VALUE! | #VALUE! |  |  |  |  | 0 | 0 | 0 | -4.4347e-12 | #VALUE! | #VALUE! | #VALUE! | #VALUE! | #VALUE! | #VALUE! | 5.9818e-06 | #VALUE! | #VALUE! | #VALUE! | #VALUE! | #VALUE! | #VALUE! | 6.2468e-08 | #VALUE! | #VALUE! | #VALUE! | #VALUE! | #VALUE! | #VALUE! |  |  |  |  | 0 | 0 | 0 | -0.0017563 | #VALUE! | #VALUE! | #VALUE! | #VALUE! | #VALUE! | #VALUE! |  |  |  |  | 0 | 0 | 0 |  |  |  |  | 0 | 0 | 0 | 4.1564e-05 | #VALUE! | #VALUE! | #VALUE! | #VALUE! | #VALUE! | #VALUE! |  |  |  |  | 0 | 0 | 0 | 8.4993e-07 | #VALUE! | #VALUE! | #VALUE! | #VALUE! | #VALUE! | #VALUE! | -1.1055e-10 | #VALUE! | #VALUE! | #VALUE! | #VALUE! | #VALUE! | #VALUE! |  |  |  |  | 0 | 0 | 0 |  |  |  |  | 0 | 0 | 0 | 9.6579e-08 | #VALUE! | #VALUE! | #VALUE! | #VALUE! | #VALUE! | #VALUE! | -4.272e-16 | #VALUE! | #VALUE! | #VALUE! | #VALUE! | #VALUE! | #VALUE! |  |  |  |  | 0 | 0 | 0 | 0.0013419 | #VALUE! | #VALUE! | #VALUE! | #VALUE! | #VALUE! | #VALUE! |  |  |  |  | 0 | 0 | 0 |  |  |  |  | 0 | 0 | 0 | 8.6868e-05 | #VALUE! | #VALUE! | #VALUE! | #VALUE! | #VALUE! | #VALUE! | -2.0619e-09 | #VALUE! | #VALUE! | #VALUE! | #VALUE! | #VALUE! | #VALUE! |  |  |  |  | 0 | 0 | 0 | 0.001735 | #VALUE! | #VALUE! | #VALUE! | #VALUE! | #VALUE! | #VALUE! |  |  |  |  | 0 | 0 | 0 | -2.277e-05 | #VALUE! | #VALUE! | #VALUE! | #VALUE! | #VALUE! | #VALUE! | 7.9548e-08 | #VALUE! | #VALUE! | #VALUE! | #VALUE! | #VALUE! | #VALUE! |  |  |  |  | 0 | 0 | 0 |  |  |  |  | 0 | 0 | 0 |  |  |  |  | 0 | 0 | 0 |  |  |  |  | 0 | 0 | 0 |  |  |  |  | 0 | 0 | 0 |  |  |  |  | 0 | 0 | 0 |  |  |  |  | 0 | 0 | 0 |  |  |  |  | 0 | 0 | 0 |  |  |  |  | 0 | 0 | 0 |  |  |  |  | 0 | 0 | 0 |  |  |  |  | 0 | 0 | 0 |  |  |  |  | 0 | 0 | 0 |  |  |  |  | 0 | 0 | 0 |  |  |  |  | 0 | 0 | 0 |  |  |  |  | 0 | 0 | 0 |  |  |  |  | 0 | 0 | 0 |  |  |  |  | 0 | 0 | 0 |  |  |  |  | 0 | 0 | 0 |  |  |  |  | 0 | 0 | 0 |  |  |  |  | 0 | 0 | 0 |  |  |  |  | 0 | 0 | 0 |  |  |  |  | 0 | 0 | 0 |  |  |  |  | 0 | 0 | 0 |  |  |  |  | 0 | 0 | 0 |  |  |  |  | 0 | 0 | 0 |  |  |  |  | 0 | 0 | 0 | -1.1734e-05 | #VALUE! | #VALUE! | #VALUE! | #VALUE! | #VALUE! | #VALUE! |  |  |  |  | 0 | 0 | 0 |  |  |  |  | 0 | 0 | 0 |  |  |  |  | 0 | 0 | 0 |  |  |  |  | 0 | 0 | 0 |  |  |  |  | 0 | 0 | 0 |  |  |  |  | 0 | 0 | 0 |  |  |  |  | 0 | 0 | 0 |  |  |  |  | 0 | 0 | 0 | -3.0908e-06 | #VALUE! | #VALUE! | #VALUE! | #VALUE! | #VALUE! | #VALUE! |  |  |  |  | 0 | 0 | 0
|  |  | 0 | 0 | 0 | 0.0014952 | #VALUE! | #VALUE! | #VALUE! | #VALUE! | #VALUE! | #VALUE! | -0.0020109 | #VALUE! | #VALUE! | #VALUE! | #VALUE! | #VALUE! | #VALUE! |  |  |  |  | 0 | 0 | 0 | 6.0127e-06 | #VALUE! | #VALUE! | #VALUE! | #VALUE! | #VALUE! | #VALUE! | -1.0497e-05 | #VALUE! | #VALUE! | #VALUE! | #VALUE! | #VALUE! | #VALUE! | -1.3626e-05 | #VALUE! | #VALUE! | #VALUE! | #VALUE! | #VALUE! | #VALUE! | -9.8205e-06 | #VALUE! | #VALUE! | #VALUE! | #VALUE! | #VALUE! | #VALUE! | -1.273e-05 | #VALUE! | #VALUE! | #VALUE! | #VALUE! | #VALUE! | #VALUE! | -1.0732e-05 | #VALUE! | #VALUE! | #VALUE! | #VALUE! | #VALUE! | #VALUE! | -1.528e-06 | #VALUE! | #VALUE! | #VALUE! | #VALUE! | #VALUE! | #VALUE! | -1.351e-05 | #VALUE! | #VALUE! | #VALUE! | #VALUE! | #VALUE! | #VALUE! | 1.9203e-07 | #VALUE! | #VALUE! | #VALUE! | #VALUE! | #VALUE! | #VALUE! | -3.3213e-09 | #VALUE! | #VALUE! | #VALUE! | #VALUE! | #VALUE! | #VALUE! | 0.00046246 | #VALUE! | #VALUE! | #VALUE! | #VALUE! | #VALUE! | #VALUE! | -1.0474e-05 | #VALUE! | #VALUE! | #VALUE! | #VALUE! | #VALUE! | #VALUE! | 3.7469e-05 | #VALUE! | #VALUE! | #VALUE! | #VALUE! | #VALUE! | #VALUE! | 0.00014105 | #VALUE! | #VALUE! | #VALUE! | #VALUE! | #VALUE! | #VALUE! | 1.0289e-10 | #VALUE! | #VALUE! | #VALUE! | #VALUE! | #VALUE! | #VALUE! | -7.2118e-05 | #VALUE! | #VALUE! | #VALUE! | #VALUE! | #VALUE! | #VALUE! | 0.00040993 | #VALUE! | #VALUE! | #VALUE! | #VALUE! | #VALUE! | #VALUE! | -0.0042867 | #VALUE! | #VALUE! | #VALUE! | #VALUE! | #VALUE! | #VALUE! | 3.2468e-05 | #VALUE! | #VALUE! | #VALUE! | #VALUE! | #VALUE! | #VALUE! | 8.96e-06 | #VALUE! | #VALUE! | #VALUE! | #VALUE! | #VALUE! | #VALUE! | 6.0309e-07 | #VALUE! | #VALUE! | #VALUE! | #VALUE! | #VALUE! | #VALUE! | -1.3286e-05 | #VALUE! | #VALUE! | #VALUE! | #VALUE! | #VALUE! | #VALUE! | 5.9747e-05 | #VALUE! | #VALUE! | #VALUE! | #VALUE! | #VALUE! | #VALUE! | -5.395e-07 | #VALUE! | #VALUE! | #VALUE! | #VALUE! | #VALUE! | #VALUE! | -7.4992e-07 | #VALUE! | #VALUE! | #VALUE! | #VALUE! | #VALUE! | #VALUE! | 2.3165e-05 | #VALUE! | #VALUE! | #VALUE! | #VALUE! | #VALUE! | #VALUE! | -1.5371e-06 | #VALUE! | #VALUE! | #VALUE! | #VALUE! | #VALUE! | #VALUE! | -6.036e-05 | #VALUE! | #VALUE! | #VALUE! | #VALUE! | #VALUE! | #VALUE! | 0.0015291 | #VALUE! | #VALUE! | #VALUE! | #VALUE! | #VALUE! | #VALUE! | 6.9432e-05 | #VALUE! | #VALUE! | #VALUE! | #VALUE! | #VALUE! | #VALUE! | 7.223e-05 | #VALUE! | #VALUE! | #VALUE! | #VALUE! | #VALUE! | #VALUE! | 0.00013932 | #VALUE! | #VALUE! | #VALUE! | #VALUE! | #VALUE! | #VALUE! | -2.9838e-05 | #VALUE! | #VALUE! | #VALUE! | #VALUE! | #VALUE! | #VALUE! | 1.7855e-05 | #VALUE! | #VALUE! | #VALUE! | #VALUE! | #VALUE! | #VALUE! | 0.00065718 | #VALUE! | #VALUE! | #VALUE! | #VALUE! | #VALUE! | #VALUE! | -2.1313e-07 | #VALUE! | #VALUE! | #VALUE! | #VALUE! | #VALUE! | #VALUE! | 3.1092e-05 | #VALUE! | #VALUE! | #VALUE! | #VALUE! | #VALUE! | #VALUE! | -3.6314e-06 | #VALUE! | #VALUE! | #VALUE! | #VALUE! | #VALUE! | #VALUE! | 0.00016638 | #VALUE! | #VALUE! | #VALUE! | #VALUE! | #VALUE! | #VALUE! | -2.1562e-09 | #VALUE! | #VALUE! | #VALUE! | #VALUE! | #VALUE! | #VALUE! |  |  |  |  | 0 | 0 | 0 | 0.00029634 | #VALUE! | #VALUE! | #VALUE! | #VALUE! | #VALUE! | #VALUE! | 4.3262e-06 | #VALUE! | #VALUE! | #VALUE! | #VALUE! | #VALUE! | #VALUE! | -1.116e-11 | #VALUE! | #VALUE! | #VALUE! | #VALUE! | #VALUE! | #VALUE! | 9.8604e-07 | #VALUE! | #VALUE! | #VALUE! | #VALUE! | #VALUE! | #VALUE! | 0.00030998 | #VALUE! | #VALUE! | #VALUE! | #VALUE! | #VALUE! | #VALUE! | -4.9611e-05 | #VALUE! | #VALUE! | #VALUE! | #VALUE! | #VALUE! | #VALUE! | -6.1846e-06 | #VALUE! | #VALUE! | #VALUE! | #VALUE! | #VALUE! | #VALUE! | 2.4123e-05 | #VALUE! | #VALUE! | #VALUE! | #VALUE! | #VALUE! | #VALUE! | -0.0030175 | #VALUE! | #VALUE! | #VALUE! | #VALUE! | #VALUE! | #VALUE! | 3.2711e-10 | #VALUE! | #VALUE! | #VALUE! | #VALUE! | #VALUE! | #VALUE! | -5.9304e-05 | #VALUE! | #VALUE! | #VALUE! | #VALUE! | #VALUE! | #VALUE! | 2.5503e-05 | #VALUE! | #VALUE! | #VALUE! | #VALUE! | #VALUE! | #VALUE! | 2.3088e-05 | #VALUE! | #VALUE! | #VALUE! | #VALUE! | #VALUE! | #VALUE! | 9.3459e-06 | #VALUE! | #VALUE! | #VALUE! | #VALUE! | #VALUE! | #VALUE! | -5.5706e-05 | #VALUE! | #VALUE! | #VALUE! | #VALUE! | #VALUE! | #VALUE! | -4.1963e-06 | #VALUE! | #VALUE! | #VALUE! | #VALUE! | #VALUE! | #VALUE! | -5.9319e-05 | #VALUE! | #VALUE! | #VALUE! | #VALUE! | #VALUE! | #VALUE! | 0.00078067 | #VALUE! | #VALUE! | #VALUE! | #VALUE! | #VALUE! | #VALUE! | 6.8084e-05 | #VALUE! | #VALUE! | #VALUE! | #VALUE! | #VALUE! | #VALUE! | 9.7991e-05 | #VALUE! | #VALUE! | #VALUE! | #VALUE! | #VALUE! | #VALUE! | 6.1844e-05 | #VALUE! | #VALUE! | #VALUE! | #VALUE! | #VALUE! | #VALUE! | 2.7361e-09 | #VALUE! | #VALUE! | #VALUE! | #VALUE! | #VALUE! | #VALUE! | -1.245e-08 | #VALUE! | #VALUE! | #VALUE! | #VALUE! | #VALUE! | #VALUE! |  |  |  |  | 0 | 0 | 0 | 0.00043296 | #VALUE! | #VALUE! | #VALUE! | #VALUE! | #VALUE! | #VALUE! | 1.77e-06 | #VALUE! | #VALUE! | #VALUE! | #VALUE! | #VALUE! | #VALUE! | 5.2716e-05 | #VALUE! | #VALUE! | #VALUE! | #VALUE! | #VALUE! | #VALUE! | -0.00053694 | #VALUE! | #VALUE! | #VALUE! | #VALUE! | #VALUE! | #VALUE! | 16373.3911 | #VALUE! | #VALUE! | #VALUE! | #VALUE! | #VALUE! | #VALUE! | 0.00035765 | #VALUE! | #VALUE! | #VALUE! | #VALUE! | #VALUE! | #VALUE! |  |  |  |  | 0 | 0 | 0 | 1.8803e-05 | #VALUE! | #VALUE! | #VALUE! | #VALUE! | #VALUE! | #VALUE! | -8.56e-06 | #VALUE! | #VALUE! | #VALUE! | #VALUE! | #VALUE! | #VALUE! | -5.1305e-11 | #VALUE! | #VALUE! | #VALUE! | #VALUE! | #VALUE! | #VALUE! | 3.2832e-06 | #VALUE! | #VALUE! | #VALUE! | #VALUE! | #VALUE! | #VALUE! | 2.9461e-05 | #VALUE! | #VALUE! | #VALUE! | #VALUE! | #VALUE! | #VALUE! | -3.5333e-10 | #VALUE! | #VALUE! | #VALUE! | #VALUE! | #VALUE! | #VALUE! | 4.441e-08 | #VALUE! | #VALUE! | #VALUE! | #VALUE! | #VALUE! | #VALUE! | 1.1876e-05 | #VALUE! | #VALUE! | #VALUE! | #VALUE! | #VALUE! | #VALUE! | -6.6266e-07 | #VALUE! | #VALUE! | #VALUE! | #VALUE! | #VALUE! | #VALUE! | 0.00022619 | #VALUE! | #VALUE! | #VALUE! | #VALUE! | #VALUE! | #VALUE! | 0.00045304 | #VALUE! | #VALUE! | #VALUE! | #VALUE! | #VALUE! | #VALUE! |  |  |  |  | 0 | 0 | 0 | 6122.0641 | #VALUE! | #VALUE! | #VALUE! | #VALUE! | #VALUE! | #VALUE! | -8.2516e-06 | #VALUE! | #VALUE! | #VALUE! | #VALUE! | #VALUE! | #VALUE! | -3.8181e-11 | #VALUE! | #VALUE! | #VALUE! | #VALUE! | #VALUE! | #VALUE! | -0.0014767 | #VALUE! | #VALUE! | #VALUE! | #VALUE! | #VALUE! | #VALUE! | 0.001037 | #VALUE! | #VALUE! | #VALUE! | #VALUE! | #VALUE! | #VALUE! | -3.8195e-10 | #VALUE! | #VALUE! | #VALUE! | #VALUE! | #VALUE! | #VALUE! | -1.4846e-05 | #VALUE! | #VALUE! | #VALUE! | #VALUE! | #VALUE! | #VALUE! | -0.00010143 | #VALUE! | #VALUE! | #VALUE! | #VALUE! | #VALUE! | #VALUE! | -5.6363e-07 | #VALUE! | #VALUE! | #VALUE! | #VALUE! | #VALUE! | #VALUE! | -0.00096922 | #VALUE! | #VALUE! | #VALUE! | #VALUE! | #VALUE! | #VALUE! | 0.0005985 | #VALUE! | #VALUE! | #VALUE! | #VALUE! | #VALUE! | #VALUE! |  |  |  |  | 0 | 0 | 0 | 1.4646e-06 | #VALUE! | #VALUE! | #VALUE! | #VALUE! | #VALUE! | #VALUE! | -1.2043e-05 | #VALUE! | #VALUE! | #VALUE! | #VALUE! | #VALUE! | #VALUE! | -7.719e-07 | #VALUE! | #VALUE! | #VALUE! | #VALUE! | #VALUE! | #VALUE! | -5.9291e-07 | #VALUE! | #VALUE! | #VALUE! | #VALUE! | #VALUE! | #VALUE! | -0.0056875 | #VALUE! | #VALUE! | #VALUE! | #VALUE! | #VALUE! | #VALUE! |  |  |  |  | 0 | 0 | 0 | 6.333e-08 | #VALUE! | #VALUE! | #VALUE! | #VALUE! | #VALUE! | #VALUE! | -3.0628e-05 | #VALUE! | #VALUE! | #VALUE! | #VALUE! | #VALUE! | #VALUE! | -7.6223e-11 | #VALUE! | #VALUE! | #VALUE! | #VALUE! | #VALUE! | #VALUE! |  |  |  |  | 0 | 0 | 0 |  |  |  |  | 0 | 0 | 0 |  |  |  |  | 0 | 0 | 0 | 3.2434e-07 | #VALUE! | #VALUE! | #VALUE! | #VALUE! | #VALUE! | #VALUE! | -6.8348e-05 | #VALUE! | #VALUE! | #VALUE! | #VALUE! | #VALUE! | #VALUE! |  |  |  |  | 0 | 0 | 0 |  |  |  |  | 0 | 0 | 0 |  |  |  |  | 0 | 0 | 0 |  |  |  |  | 0 | 0 | 0 |  |  |  |  | 0 | 0 | 0 | 2.7673e-05 | #VALUE! | #VALUE! | #VALUE! | #VALUE! | #VALUE! | #VALUE! |  |  |  |  | 0 | 0 | 0 | 1.3851e-05 | #VALUE! | #VALUE! | #VALUE! | #VALUE! | #VALUE! | #VALUE! |  |  |  |  | 0 | 0 | 0 |  |  |  |  | 0 | 0 | 0 |  |  |  |  | 0 | 0 | 0 |  |  |  |  | 0 | 0 | 0 |  |  |  |  | 0 | 0 | 0 | 1.3194e-05 | #VALUE! | #VALUE! | #VALUE! | #VALUE! | #VALUE! | #VALUE! |  |  |  |  | 0 | 0 | 0 |  |  |  |  | 0 | 0 | 0 |  |  |  |  | 0 | 0 | 0 | 1.324e-05 | #VALUE! | #VALUE! | #VALUE! | #VALUE! | #VALUE! | #VALUE! |  |  |  |  | 0 | 0 | 0 | 1.6271e-07 | #VALUE! | #VALUE! | #VALUE! | #VALUE! | #VALUE! | #VALUE! |  |  |  |  | 0 | 0 | 0 |  |  |  |  | 0 | 0 | 0 |  |  |  |  | 0 | 0 | 0 | 1.4809e-05 | #VALUE! | #VALUE! | #VALUE! | #VALUE! | #VALUE! | #VALUE! | -2.4155e-09 | #VALUE! | #VALUE! | #VALUE! | #VALUE! | #VALUE! | #VALUE! |  |  |  |  | 0 | 0 | 0 |  |  |  |  | 0 | 0 | 0 |  |  |  |  | 0 | 0 | 0 |  |  |  |  | 0 | 0 | 0 |  |  |  |  | 0 | 0 | 0 |  |  |  |  | 0 | 0 | 0 |  |  |  |  | 0 | 0 | 0 | 0.0006351 | #VALUE! | #VALUE! | #VALUE! | #VALUE! | #VALUE! | #VALUE! |  |  |  |  | 0 | 0 | 0 | 0.00010243 | #VALUE! | #VALUE! | #VALUE! | #VALUE! | #VALUE! | #VALUE! | -8.9509e-05 | #VALUE! | #VALUE! | #VALUE! | #VALUE! | #VALUE! | #VALUE! | -0.00052482 | #VALUE! | #VALUE! | #VALUE! | #VALUE! | #VALUE! | #VALUE! |  |  |  |  | 0 | 0 | 0 | -0.0027917 | #VALUE! | #VALUE! | #VALUE! | #VALUE! | #VALUE! | #VALUE! | 5.7719e-05 | #VALUE! | #VALUE! | #VALUE! | #VALUE! | #VALUE! | #VALUE! | -5.2106e-05 | #VALUE! | #VALUE! | #VALUE! | #VALUE! | #VALUE! | #VALUE! | -0.00011941 | #VALUE! | #VALUE! | #VALUE! | #VALUE! | #VALUE! | #VALUE! | -5.3626e-05 | #VALUE! | #VALUE! | #VALUE! | #VALUE! | #VALUE! | #VALUE! | 6.069e-05 | #VALUE! | #VALUE! | #VALUE! | #VALUE! | #VALUE! | #VALUE! | -1.066e-10 | #VALUE! | #VALUE! | #VALUE! | #VALUE! | #VALUE! | #VALUE! |  |  |  |  | 0 | 0 | 0 | 0.0021606 | #VALUE! | #VALUE! | #VALUE! | #VALUE! | #VALUE! | #VALUE! | 5.5548e-05 | #VALUE! | #VALUE! | #VALUE! | #VALUE! | #VALUE! | #VALUE! | 7.6507e-06 | #VALUE! | #VALUE! | #VALUE! | #VALUE! | #VALUE! | #VALUE! |  |  |  |  | 0 | 0 | 0 | -3.5432e-05 | #VALUE! | #VALUE! | #VALUE! | #VALUE! | #VALUE! | #VALUE! | -2.1452e-06 | #VALUE! | #VALUE! | #VALUE! | #VALUE! | #VALUE! | #VALUE! | 0.0064811 | #VALUE! | #VALUE! | #VALUE! | #VALUE! | #VALUE! | #VALUE! | 0.00053206 | #VALUE! | #VALUE! | #VALUE! | #VALUE! | #VALUE! | #VALUE! | -6.3424e-05 | #VALUE! | #VALUE! | #VALUE! | #VALUE! | #VALUE! | #VALUE! |  |  |  |  | 0 | 0 | 0 | -0.00026613 | #VALUE! | #VALUE! | #VALUE! | #VALUE! | #VALUE! | #VALUE! | -5.2458e-07 | #VALUE! | #VALUE! | #VALUE! | #VALUE! | #VALUE! | #VALUE! | -3.4563e-05 | #VALUE! | #VALUE! | #VALUE! | #VALUE! | #VALUE! | #VALUE! | 2.1132e-06 | #VALUE! | #VALUE! | #VALUE! | #VALUE! | #VALUE! | #VALUE! | 7.8516e-07 | #VALUE! | #VALUE! | #VALUE! | #VALUE! | #VALUE! | #VALUE! | 1.2315e-06 | #VALUE! | #VALUE! | #VALUE! | #VALUE! | #VALUE! | #VALUE! | 6.3875e-05 | #VALUE! | #VALUE! | #VALUE! | #VALUE! | #VALUE! | #VALUE! |  |  |  |  | 0 | 0 | 0 | -0.032775 | #VALUE! | #VALUE! | #VALUE! | #VALUE! | #VALUE! | #VALUE! | -9.4107e-05 | #VALUE! | #VALUE! | #VALUE! | #VALUE! | #VALUE! | #VALUE! | 4.9372e-07 | #VALUE! | #VALUE! | #VALUE! | #VALUE! | #VALUE! | #VALUE! | -0.00030707 | #VALUE! | #VALUE! | #VALUE! | #VALUE! | #VALUE! | #VALUE! |  |  |  |  | 0 | 0 | 0 |  |  |  |  | 0 | 0 | 0 | -0.00016461 | #VALUE! | #VALUE! | #VALUE! | #VALUE! | #VALUE! | #VALUE! | 1.3318e-06 | #VALUE! | #VALUE! | #VALUE! | #VALUE! | #VALUE! | #VALUE! | -3.2917e-13 | #VALUE! | #VALUE! | #VALUE! | #VALUE! | #VALUE! | #VALUE! | 0.0020224 | #VALUE! | #VALUE! | #VALUE! | #VALUE! | #VALUE! | #VALUE! |  |  |  |  | 0 | 0 | 0 | -0.00061854 | #VALUE! | #VALUE! | #VALUE! | #VALUE! | #VALUE! | #VALUE! | -0.00025561 | #VALUE! | #VALUE! | #VALUE! | #VALUE! | #VALUE! | #VALUE! | 0.00096078 | #VALUE! | #VALUE! | #VALUE! | #VALUE! | #VALUE! | #VALUE! | -5.5961e-05 | #VALUE! | #VALUE! | #VALUE! | #VALUE! | #VALUE! | #VALUE! | 0.13935 | #VALUE! | #VALUE! | #VALUE! | #VALUE! | #VALUE! | #VALUE! |  |  |  |  | 0 | 0 | 0 | 0.00012428 | #VALUE! | #VALUE! | #VALUE! | #VALUE! | #VALUE! | #VALUE! | -0.0005643 | #VALUE! | #VALUE! | #VALUE! | #VALUE! | #VALUE! | #VALUE! |  |  |  |  | 0 | 0 | 0 | 6.1008e-05 | #VALUE! | #VALUE! | #VALUE! | #VALUE! | #VALUE! | #VALUE! | 2.7467e-07 | #VALUE! | #VALUE! | #VALUE! | #VALUE! | #VALUE! | #VALUE! | -3.228e-05 | #VALUE! | #VALUE! | #VALUE! | #VALUE! | #VALUE! | #VALUE! | 8.4858e-05 | #VALUE! | #VALUE! | #VALUE! | #VALUE! | #VALUE! | #VALUE! | -9.9768e-05 | #VALUE! | #VALUE! | #VALUE! | #VALUE! | #VALUE! | #VALUE! | 0.00056952 | #VALUE! | #VALUE! | #VALUE! | #VALUE! | #VALUE! | #VALUE! | -8.8117e-06 | #VALUE! | #VALUE! | #VALUE! | #VALUE! | #VALUE! | #VALUE! | -7.8377e-05 | #VALUE! | #VALUE! | #VALUE! | #VALUE! | #VALUE! | #VALUE! |  |  |  |  | 0 | 0 | 0 | -0.00060877 | #VALUE! | #VALUE! | #VALUE! | #VALUE! | #VALUE! | #VALUE! | -0.00027634 | #VALUE! | #VALUE! | #VALUE! | #VALUE! | #VALUE! | #VALUE! |  |  |  |  | 0 | 0 | 0 | -0.0017366 | #VALUE! | #VALUE! | #VALUE! | #VALUE! | #VALUE! | #VALUE! | -1.6456e-05 | #VALUE! | #VALUE! | #VALUE! | #VALUE! | #VALUE! | #VALUE! |  |  |  |  | 0 | 0 | 0 | -0.00044673 | #VALUE! | #VALUE! | #VALUE! | #VALUE! | #VALUE! | #VALUE! | 0.001174 | #VALUE! | #VALUE! | #VALUE! | #VALUE! | #VALUE! | #VALUE! |  |  |  |  | 0 | 0 | 0 | 0.00011283 | #VALUE! | #VALUE! | #VALUE! | #VALUE! | #VALUE! | #VALUE! |  |  |  |  | 0 | 0 | 0 | 0.0013527 | #VALUE! | #VALUE! | #VALUE! | #VALUE! | #VALUE! | #VALUE! |  |  |  |  | 0 | 0 | 0 | 3.7481e-07 | #VALUE! | #VALUE! | #VALUE! | #VALUE! | #VALUE! | #VALUE! | 5.369e-05 | #VALUE! | #VALUE! | #VALUE! | #VALUE! | #VALUE! | #VALUE! |  |  |  |  | 0 | 0 | 0 | 23358249.03 | #VALUE! | #VALUE! | #VALUE! | #VALUE! | #VALUE! | #VALUE! | 0.0013289 | #VALUE! | #VALUE! | #VALUE! | #VALUE! | #VALUE! | #VALUE! |  |  |  |  | 0 | 0 | 0 | -3.9487e-05 | #VALUE! | #VALUE! | #VALUE! | #VALUE! | #VALUE! | #VALUE! | -9.4653e-05 | #VALUE! | #VALUE! | #VALUE! | #VALUE! | #VALUE! | #VALUE! |  |  |  |  | 0 | 0 | 0 |  |  |  |  | 0 | 0 | 0 | -1.1673e-10 | #VALUE! | #VALUE! | #VALUE! | #VALUE! | #VALUE! | #VALUE! |  |  |  |  | 0 | 0 | 0 |  |  |  |  | 0 | 0 | 0 | 7.1726e-05 | #VALUE! | #VALUE! | #VALUE! | #VALUE! | #VALUE! | #VALUE! |  |  |  |  | 0 | 0 | 0 | -2.8925e-06 | #VALUE! | #VALUE! | #VALUE! | #VALUE! | #VALUE! | #VALUE! | -8.8248e-05 | #VALUE! | #VALUE! | #VALUE! | #VALUE! | #VALUE! | #VALUE! |  |  |  |  | 0 | 0 | 0 |  |  |  |  | 0 | 0 | 0 | 0.0010049 | #VALUE! | #VALUE! | #VALUE! | #VALUE! | #VALUE! | #VALUE! | -5.0212e-11 | #VALUE! | #VALUE! | #VALUE! | #VALUE! | #VALUE! | #VALUE! |  |  |  |  | 0 | 0 | 0 | -0.0029027 | #VALUE! | #VALUE! | #VALUE! | #VALUE! | #VALUE! | #VALUE! |  |  |  |  | 0 | 0 | 0 |  |  |  |  | 0 | 0 | 0 | 9.4134e-08 | #VALUE! | #VALUE! | #VALUE! | #VALUE! | #VALUE! | #VALUE! | 7.9851e-08 | #VALUE! | #VALUE! | #VALUE! | #VALUE! | #VALUE! | #VALUE! |  |  |  |  | 0 | 0 | 0 | -0.0046358 | #VALUE! | #VALUE! | #VALUE! | #VALUE! | #VALUE! | #VALUE! |  |  |  |  | 0 | 0 | 0 |  |  |  |  | 0 | 0 | 0 | 0.0028143 | #VALUE! | #VALUE! | #VALUE! | #VALUE! | #VALUE! | #VALUE! |  |  |  |  | 0 | 0 | 0 |  |  |  |  | 0 | 0 | 0 |  |  |  |  | 0 | 0 | 0 |  |  |  |  | 0 | 0 | 0 |  |  |  |  | 0 | 0 | 0 |  |  |  |  | 0 | 0 | 0 |  |  |  |  | 0 | 0 | 0 |  |  |  |  | 0 | 0 | 0 |  |  |  |  | 0 | 0 | 0 |  |  |  |  | 0 | 0 | 0 |  |  |  |  | 0 | 0 | 0 |  |  |  |  | 0 | 0 | 0 |  |  |  |  | 0 | 0 | 0 |  |  |  |  | 0 | 0 | 0 |  |  |  |  | 0 | 0 | 0 |  |  |  |  | 0 | 0 | 0 |  |  |  |  | 0 | 0 | 0 |  |  |  |  | 0 | 0 | 0 |  |  |  |  | 0 | 0 | 0 |  |  |  |  | 0 | 0 | 0 |  |  |  |  | 0 | 0 | 0 |  |  |  |  | 0 | 0 | 0 |  |  |  |  | 0 | 0 | 0 |  |  |  |  | 0 | 0 | 0 |  |  |  |  | 0 | 0 | 0 |  |  |  |  | 0 | 0 | 0 | -1.7033e-10 | #VALUE! | #VALUE! | #VALUE! | #VALUE! | #VALUE! | #VALUE! |  |  |  |  | 0 | 0 | 0 |  |  |  |  | 0 | 0 | 0 |  |  |  |  | 0 | 0 | 0 |  |  |  |  | 0 | 0 | 0 |  |  |  |  | 0 | 0 | 0 |  |  |  |  | 0 | 0 | 0 |  |  |  |  | 0 | 0 | 0 |  |  |  |  | 0 | 0 | 0 |  |  |  |  | 0 | 0 | 0 |  |  |  |  | 0 | 0 | 0
|  |  | 0 | 0 | 0 | -0.00012655 | #VALUE! | #VALUE! | #VALUE! | #VALUE! | #VALUE! | #VALUE! | -0.00040543 | #VALUE! | #VALUE! | #VALUE! | #VALUE! | #VALUE! | #VALUE! |  |  |  |  | 0 | 0 | 0 | -1.9068e-06 | #VALUE! | #VALUE! | #VALUE! | #VALUE! | #VALUE! | #VALUE! | -2.028e-05 | #VALUE! | #VALUE! | #VALUE! | #VALUE! | #VALUE! | #VALUE! | 6.999e-06 | #VALUE! | #VALUE! | #VALUE! | #VALUE! | #VALUE! | #VALUE! | 6.0958e-07 | #VALUE! | #VALUE! | #VALUE! | #VALUE! | #VALUE! | #VALUE! | -6.6594e-05 | #VALUE! | #VALUE! | #VALUE! | #VALUE! | #VALUE! | #VALUE! | 1.6912e-09 | #VALUE! | #VALUE! | #VALUE! | #VALUE! | #VALUE! | #VALUE! | 7.9383e-05 | #VALUE! | #VALUE! | #VALUE! | #VALUE! | #VALUE! | #VALUE! | -2.2903e-05 | #VALUE! | #VALUE! | #VALUE! | #VALUE! | #VALUE! | #VALUE! | -2.0631e-05 | #VALUE! | #VALUE! | #VALUE! | #VALUE! | #VALUE! | #VALUE! | -0.0001304 | #VALUE! | #VALUE! | #VALUE! | #VALUE! | #VALUE! | #VALUE! | 5.7087e-05 | #VALUE! | #VALUE! | #VALUE! | #VALUE! | #VALUE! | #VALUE! | -2.6204e-07 | #VALUE! | #VALUE! | #VALUE! | #VALUE! | #VALUE! | #VALUE! | -3.4828e-06 | #VALUE! | #VALUE! | #VALUE! | #VALUE! | #VALUE! | #VALUE! | 1.9708e-05 | #VALUE! | #VALUE! | #VALUE! | #VALUE! | #VALUE! | #VALUE! | 1.063e-05 | #VALUE! | #VALUE! | #VALUE! | #VALUE! | #VALUE! | #VALUE! | -1.4151e-05 | #VALUE! | #VALUE! | #VALUE! | #VALUE! | #VALUE! | #VALUE! | 4.1971e-05 | #VALUE! | #VALUE! | #VALUE! | #VALUE! | #VALUE! | #VALUE! | 12528082.1064 | #VALUE! | #VALUE! | #VALUE! | #VALUE! | #VALUE! | #VALUE! | -9.8135e-06 | #VALUE! | #VALUE! | #VALUE! | #VALUE! | #VALUE! | #VALUE! | -3.3942e-06 | #VALUE! | #VALUE! | #VALUE! | #VALUE! | #VALUE! | #VALUE! | -1.6241e-06 | #VALUE! | #VALUE! | #VALUE! | #VALUE! | #VALUE! | #VALUE! | 1.8129e-05 | #VALUE! | #VALUE! | #VALUE! | #VALUE! | #VALUE! | #VALUE! | 0.0013164 | #VALUE! | #VALUE! | #VALUE! | #VALUE! | #VALUE! | #VALUE! | -2.4643e-06 | #VALUE! | #VALUE! | #VALUE! | #VALUE! | #VALUE! | #VALUE! | -1.4787e-06 | #VALUE! | #VALUE! | #VALUE! | #VALUE! | #VALUE! | #VALUE! | -4.8845e-06 | #VALUE! | #VALUE! | #VALUE! | #VALUE! | #VALUE! | #VALUE! | 1.1929e-06 | #VALUE! | #VALUE! | #VALUE! | #VALUE! | #VALUE! | #VALUE! | 4.5481e-05 | #VALUE! | #VALUE! | #VALUE! | #VALUE! | #VALUE! | #VALUE! | 0.00053155 | #VALUE! | #VALUE! | #VALUE! | #VALUE! | #VALUE! | #VALUE! | -0.0029272 | #VALUE! | #VALUE! | #VALUE! | #VALUE! | #VALUE! | #VALUE! | 2.7243e-06 | #VALUE! | #VALUE! | #VALUE! | #VALUE! | #VALUE! | #VALUE! | 1.7978e-05 | #VALUE! | #VALUE! | #VALUE! | #VALUE! | #VALUE! | #VALUE! | 5.0553e-06 | #VALUE! | #VALUE! | #VALUE! | #VALUE! | #VALUE! | #VALUE! | 8.8827e-05 | #VALUE! | #VALUE! | #VALUE! | #VALUE! | #VALUE! | #VALUE! | 4.9571e-05 | #VALUE! | #VALUE! | #VALUE! | #VALUE! | #VALUE! | #VALUE! | -1.1275e-06 | #VALUE! | #VALUE! | #VALUE! | #VALUE! | #VALUE! | #VALUE! | -5.5857e-05 | #VALUE! | #VALUE! | #VALUE! | #VALUE! | #VALUE! | #VALUE! | -7.2352e-05 | #VALUE! | #VALUE! | #VALUE! | #VALUE! | #VALUE! | #VALUE! | -6.6509e-06 | #VALUE! | #VALUE! | #VALUE! | #VALUE! | #VALUE! | #VALUE! | 3404.0181 | #VALUE! | #VALUE! | #VALUE! | #VALUE! | #VALUE! | #VALUE! |  |  |  |  | 0 | 0 | 0 | 1.531e-05 | #VALUE! | #VALUE! | #VALUE! | #VALUE! | #VALUE! | #VALUE! | 6.1529e-05 | #VALUE! | #VALUE! | #VALUE! | #VALUE! | #VALUE! | #VALUE! | -3.8261e-06 | #VALUE! | #VALUE! | #VALUE! | #VALUE! | #VALUE! | #VALUE! | -2.9067e-05 | #VALUE! | #VALUE! | #VALUE! | #VALUE! | #VALUE! | #VALUE! | 0.00012688 | #VALUE! | #VALUE! | #VALUE! | #VALUE! | #VALUE! | #VALUE! | 0.00060925 | #VALUE! | #VALUE! | #VALUE! | #VALUE! | #VALUE! | #VALUE! | 2.4661e-05 | #VALUE! | #VALUE! | #VALUE! | #VALUE! | #VALUE! | #VALUE! | -3.5652e-06 | #VALUE! | #VALUE! | #VALUE! | #VALUE! | #VALUE! | #VALUE! | -0.00013055 | #VALUE! | #VALUE! | #VALUE! | #VALUE! | #VALUE! | #VALUE! | -9.2339e-06 | #VALUE! | #VALUE! | #VALUE! | #VALUE! | #VALUE! | #VALUE! | 3442.9916 | #VALUE! | #VALUE! | #VALUE! | #VALUE! | #VALUE! | #VALUE! |  |  |  |  | 0 | 0 | 0 | 6.5825e-05 | #VALUE! | #VALUE! | #VALUE! | #VALUE! | #VALUE! | #VALUE! | 9.0061e-06 | #VALUE! | #VALUE! | #VALUE! | #VALUE! | #VALUE! | #VALUE! | 0.00067993 | #VALUE! | #VALUE! | #VALUE! | #VALUE! | #VALUE! | #VALUE! | 1.49e-06 | #VALUE! | #VALUE! | #VALUE! | #VALUE! | #VALUE! | #VALUE! | -7.5351e-06 | #VALUE! | #VALUE! | #VALUE! | #VALUE! | #VALUE! | #VALUE! | 4.5133e-05 | #VALUE! | #VALUE! | #VALUE! | #VALUE! | #VALUE! | #VALUE! | -0.0028151 | #VALUE! | #VALUE! | #VALUE! | #VALUE! | #VALUE! | #VALUE! | -4.1608e-05 | #VALUE! | #VALUE! | #VALUE! | #VALUE! | #VALUE! | #VALUE! |  |  |  |  | 0 | 0 | 0 | -0.0003141 | #VALUE! | #VALUE! | #VALUE! | #VALUE! | #VALUE! | #VALUE! | 8600.8579 | #VALUE! | #VALUE! | #VALUE! | #VALUE! | #VALUE! | #VALUE! |  |  |  |  | 0 | 0 | 0 | 8.5889e-07 | #VALUE! | #VALUE! | #VALUE! | #VALUE! | #VALUE! | #VALUE! | -2.9326e-05 | #VALUE! | #VALUE! | #VALUE! | #VALUE! | #VALUE! | #VALUE! |  |  |  |  | 0 | 0 | 0 | 5.2047e-05 | #VALUE! | #VALUE! | #VALUE! | #VALUE! | #VALUE! | #VALUE! | 0.0010025 | #VALUE! | #VALUE! | #VALUE! | #VALUE! | #VALUE! | #VALUE! | 6.6726e-05 | #VALUE! | #VALUE! | #VALUE! | #VALUE! | #VALUE! | #VALUE! |  |  |  |  | 0 | 0 | 0 | 5.6376e-08 | #VALUE! | #VALUE! | #VALUE! | #VALUE! | #VALUE! | #VALUE! | -3.0595e-05 | #VALUE! | #VALUE! | #VALUE! | #VALUE! | #VALUE! | #VALUE! | -1.1334e-09 | #VALUE! | #VALUE! | #VALUE! | #VALUE! | #VALUE! | #VALUE! | 6.2117e-05 | #VALUE! | #VALUE! | #VALUE! | #VALUE! | #VALUE! | #VALUE! | 6.3422e-07 | #VALUE! | #VALUE! | #VALUE! | #VALUE! | #VALUE! | #VALUE! | -1.7178e-09 | #VALUE! | #VALUE! | #VALUE! | #VALUE! | #VALUE! | #VALUE! | -0.00076706 | #VALUE! | #VALUE! | #VALUE! | #VALUE! | #VALUE! | #VALUE! | -0.00014552 | #VALUE! | #VALUE! | #VALUE! | #VALUE! | #VALUE! | #VALUE! | -4.8723e-16 | #VALUE! | #VALUE! | #VALUE! | #VALUE! | #VALUE! | #VALUE! | -0.00021102 | #VALUE! | #VALUE! | #VALUE! | #VALUE! | #VALUE! | #VALUE! | 6.4285e-05 | #VALUE! | #VALUE! | #VALUE! | #VALUE! | #VALUE! | #VALUE! |  |  |  |  | 0 | 0 | 0 | 0.0001556 | #VALUE! | #VALUE! | #VALUE! | #VALUE! | #VALUE! | #VALUE! | 1.1963e-05 | #VALUE! | #VALUE! | #VALUE! | #VALUE! | #VALUE! | #VALUE! | -6.7109e-10 | #VALUE! | #VALUE! | #VALUE! | #VALUE! | #VALUE! | #VALUE! | 0.0010408 | #VALUE! | #VALUE! | #VALUE! | #VALUE! | #VALUE! | #VALUE! | -0.0033008 | #VALUE! | #VALUE! | #VALUE! | #VALUE! | #VALUE! | #VALUE! | -1.6182e-09 | #VALUE! | #VALUE! | #VALUE! | #VALUE! | #VALUE! | #VALUE! | 3.7968e-08 | #VALUE! | #VALUE! | #VALUE! | #VALUE! | #VALUE! | #VALUE! | 3.8275e-05 | #VALUE! | #VALUE! | #VALUE! | #VALUE! | #VALUE! | #VALUE! | -5.5404e-16 | #VALUE! | #VALUE! | #VALUE! | #VALUE! | #VALUE! | #VALUE! | -9.0139e-11 | #VALUE! | #VALUE! | #VALUE! | #VALUE! | #VALUE! | #VALUE! | 7.3982e-05 | #VALUE! | #VALUE! | #VALUE! | #VALUE! | #VALUE! | #VALUE! |  |  |  |  | 0 | 0 | 0 | 8.2982e-07 | #VALUE! | #VALUE! | #VALUE! | #VALUE! | #VALUE! | #VALUE! | 1.1093e-05 | #VALUE! | #VALUE! | #VALUE! | #VALUE! | #VALUE! | #VALUE! | -4.7912e-16 | #VALUE! | #VALUE! | #VALUE! | #VALUE! | #VALUE! | #VALUE! | -4.3488e-05 | #VALUE! | #VALUE! | #VALUE! | #VALUE! | #VALUE! | #VALUE! | -1.1187e-10 | #VALUE! | #VALUE! | #VALUE! | #VALUE! | #VALUE! | #VALUE! |  |  |  |  | 0 | 0 | 0 | 1.4222e-07 | #VALUE! | #VALUE! | #VALUE! | #VALUE! | #VALUE! | #VALUE! | -7.2249e-05 | #VALUE! | #VALUE! | #VALUE! | #VALUE! | #VALUE! | #VALUE! | -2.0218e-10 | #VALUE! | #VALUE! | #VALUE! | #VALUE! | #VALUE! | #VALUE! |  |  |  |  | 0 | 0 | 0 |  |  |  |  | 0 | 0 | 0 |  |  |  |  | 0 | 0 | 0 | 6.3787e-06 | #VALUE! | #VALUE! | #VALUE! | #VALUE! | #VALUE! | #VALUE! | 0.00063113 | #VALUE! | #VALUE! | #VALUE! | #VALUE! | #VALUE! | #VALUE! |  |  |  |  | 0 | 0 | 0 |  |  |  |  | 0 | 0 | 0 |  |  |  |  | 0 | 0 | 0 |  |  |  |  | 0 | 0 | 0 |  |  |  |  | 0 | 0 | 0 |  |  |  |  | 0 | 0 | 0 |  |  |  |  | 0 | 0 | 0 |  |  |  |  | 0 | 0 | 0 |  |  |  |  | 0 | 0 | 0 |  |  |  |  | 0 | 0 | 0 |  |  |  |  | 0 | 0 | 0 |  |  |  |  | 0 | 0 | 0 |  |  |  |  | 0 | 0 | 0 |  |  |  |  | 0 | 0 | 0 |  |  |  |  | 0 | 0 | 0 |  |  |  |  | 0 | 0 | 0 |  |  |  |  | 0 | 0 | 0 |  |  |  |  | 0 | 0 | 0 |  |  |  |  | 0 | 0 | 0 | 1.0881e-05 | #VALUE! | #VALUE! | #VALUE! | #VALUE! | #VALUE! | #VALUE! |  |  |  |  | 0 | 0 | 0 |  |  |  |  | 0 | 0 | 0 |  |  |  |  | 0 | 0 | 0 |  |  |  |  | 0 | 0 | 0 | 8.9757e-08 | #VALUE! | #VALUE! | #VALUE! | #VALUE! | #VALUE! | #VALUE! |  |  |  |  | 0 | 0 | 0 |  |  |  |  | 0 | 0 | 0 |  |  |  |  | 0 | 0 | 0 |  |  |  |  | 0 | 0 | 0 |  |  |  |  | 0 | 0 | 0 |  |  |  |  | 0 | 0 | 0 |  |  |  |  | 0 | 0 | 0 |  |  |  |  | 0 | 0 | 0 |  |  |  |  | 0 | 0 | 0 | -0.00026657 | #VALUE! | #VALUE! | #VALUE! | #VALUE! | #VALUE! | #VALUE! | 4.0777e-05 | #VALUE! | #VALUE! | #VALUE! | #VALUE! | #VALUE! | #VALUE! | -0.00032552 | #VALUE! | #VALUE! | #VALUE! | #VALUE! | #VALUE! | #VALUE! |  |  |  |  | 0 | 0 | 0 | -0.00023118 | #VALUE! | #VALUE! | #VALUE! | #VALUE! | #VALUE! | #VALUE! | -0.0004707 | #VALUE! | #VALUE! | #VALUE! | #VALUE! | #VALUE! | #VALUE! | -0.00021056 | #VALUE! | #VALUE! | #VALUE! | #VALUE! | #VALUE! | #VALUE! | 4.7997e-05 | #VALUE! | #VALUE! | #VALUE! | #VALUE! | #VALUE! | #VALUE! | -0.00013818 | #VALUE! | #VALUE! | #VALUE! | #VALUE! | #VALUE! | #VALUE! | -0.00098667 | #VALUE! | #VALUE! | #VALUE! | #VALUE! | #VALUE! | #VALUE! | 5.3929e-05 | #VALUE! | #VALUE! | #VALUE! | #VALUE! | #VALUE! | #VALUE! |  |  |  |  | 0 | 0 | 0 | -0.00017635 | #VALUE! | #VALUE! | #VALUE! | #VALUE! | #VALUE! | #VALUE! | 8.6618e-08 | #VALUE! | #VALUE! | #VALUE! | #VALUE! | #VALUE! | #VALUE! | -3.3175e-14 | #VALUE! | #VALUE! | #VALUE! | #VALUE! | #VALUE! | #VALUE! |  |  |  |  | 0 | 0 | 0 | 8.3827e-07 | #VALUE! | #VALUE! | #VALUE! | #VALUE! | #VALUE! | #VALUE! | 0.00010813 | #VALUE! | #VALUE! | #VALUE! | #VALUE! | #VALUE! | #VALUE! | 2.3814e-05 | #VALUE! | #VALUE! | #VALUE! | #VALUE! | #VALUE! | #VALUE! | 6.8158e-05 | #VALUE! | #VALUE! | #VALUE! | #VALUE! | #VALUE! | #VALUE! | -0.00028493 | #VALUE! | #VALUE! | #VALUE! | #VALUE! | #VALUE! | #VALUE! |  |  |  |  | 0 | 0 | 0 | -1.2437e-10 | #VALUE! | #VALUE! | #VALUE! | #VALUE! | #VALUE! | #VALUE! | -2.5616e-06 | #VALUE! | #VALUE! | #VALUE! | #VALUE! | #VALUE! | #VALUE! | -9.0437e-07 | #VALUE! | #VALUE! | #VALUE! | #VALUE! | #VALUE! | #VALUE! | -9.7996e-05 | #VALUE! | #VALUE! | #VALUE! | #VALUE! | #VALUE! | #VALUE! | 6.5524e-06 | #VALUE! | #VALUE! | #VALUE! | #VALUE! | #VALUE! | #VALUE! | -5.0491e-05 | #VALUE! | #VALUE! | #VALUE! | #VALUE! | #VALUE! | #VALUE! | -6.2088e-05 | #VALUE! | #VALUE! | #VALUE! | #VALUE! | #VALUE! | #VALUE! |  |  |  |  | 0 | 0 | 0 | -1.0972e-11 | #VALUE! | #VALUE! | #VALUE! | #VALUE! | #VALUE! | #VALUE! | 4.2164e-05 | #VALUE! | #VALUE! | #VALUE! | #VALUE! | #VALUE! | #VALUE! | 7.4827e-06 | #VALUE! | #VALUE! | #VALUE! | #VALUE! | #VALUE! | #VALUE! | -1.1367e-05 | #VALUE! | #VALUE! | #VALUE! | #VALUE! | #VALUE! | #VALUE! |  |  |  |  | 0 | 0 | 0 |  |  |  |  | 0 | 0 | 0 | 30166.7815 | #VALUE! | #VALUE! | #VALUE! | #VALUE! | #VALUE! | #VALUE! | -4.9213e-06 | #VALUE! | #VALUE! | #VALUE! | #VALUE! | #VALUE! | #VALUE! | 5140029.6609 | #VALUE! | #VALUE! | #VALUE! | #VALUE! | #VALUE! | #VALUE! | -0.0027676 | #VALUE! | #VALUE! | #VALUE! | #VALUE! | #VALUE! | #VALUE! |  |  |  |  | 0 | 0 | 0 | -0.0013729 | #VALUE! | #VALUE! | #VALUE! | #VALUE! | #VALUE! | #VALUE! | -7.9628e-06 | #VALUE! | #VALUE! | #VALUE! | #VALUE! | #VALUE! | #VALUE! | 5.3258e-05 | #VALUE! | #VALUE! | #VALUE! | #VALUE! | #VALUE! | #VALUE! | -0.00011692 | #VALUE! | #VALUE! | #VALUE! | #VALUE! | #VALUE! | #VALUE! | 2.8294e-10 | #VALUE! | #VALUE! | #VALUE! | #VALUE! | #VALUE! | #VALUE! |  |  |  |  | 0 | 0 | 0 | -1.6074e-05 | #VALUE! | #VALUE! | #VALUE! | #VALUE! | #VALUE! | #VALUE! | 0.0054241 | #VALUE! | #VALUE! | #VALUE! | #VALUE! | #VALUE! | #VALUE! |  |  |  |  | 0 | 0 | 0 | -0.00090198 | #VALUE! | #VALUE! | #VALUE! | #VALUE! | #VALUE! | #VALUE! | -1.8622e-05 | #VALUE! | #VALUE! | #VALUE! | #VALUE! | #VALUE! | #VALUE! | 0.00060182 | #VALUE! | #VALUE! | #VALUE! | #VALUE! | #VALUE! | #VALUE! | -0.00068277 | #VALUE! | #VALUE! | #VALUE! | #VALUE! | #VALUE! | #VALUE! | -5.8973e-09 | #VALUE! | #VALUE! | #VALUE! | #VALUE! | #VALUE! | #VALUE! | 5.4031e-06 | #VALUE! | #VALUE! | #VALUE! | #VALUE! | #VALUE! | #VALUE! | -904.4076 | #VALUE! | #VALUE! | #VALUE! | #VALUE! | #VALUE! | #VALUE! | 0.0007496 | #VALUE! | #VALUE! | #VALUE! | #VALUE! | #VALUE! | #VALUE! |  |  |  |  | 0 | 0 | 0 | -0.0029595 | #VALUE! | #VALUE! | #VALUE! | #VALUE! | #VALUE! | #VALUE! | 0.0031268 | #VALUE! | #VALUE! | #VALUE! | #VALUE! | #VALUE! | #VALUE! |  |  |  |  | 0 | 0 | 0 | -6.8429e-13 | #VALUE! | #VALUE! | #VALUE! | #VALUE! | #VALUE! | #VALUE! | -4.0811e-05 | #VALUE! | #VALUE! | #VALUE! | #VALUE! | #VALUE! | #VALUE! |  |  |  |  | 0 | 0 | 0 | -0.0033438 | #VALUE! | #VALUE! | #VALUE! | #VALUE! | #VALUE! | #VALUE! | -4.8998e-12 | #VALUE! | #VALUE! | #VALUE! | #VALUE! | #VALUE! | #VALUE! |  |  |  |  | 0 | 0 | 0 | 2.6128e-05 | #VALUE! | #VALUE! | #VALUE! | #VALUE! | #VALUE! | #VALUE! |  |  |  |  | 0 | 0 | 0 | -0.0015718 | #VALUE! | #VALUE! | #VALUE! | #VALUE! | #VALUE! | #VALUE! |  |  |  |  | 0 | 0 | 0 | -9.1174e-07 | #VALUE! | #VALUE! | #VALUE! | #VALUE! | #VALUE! | #VALUE! | 9.7509e-08 | #VALUE! | #VALUE! | #VALUE! | #VALUE! | #VALUE! | #VALUE! |  |  |  |  | 0 | 0 | 0 | -7.7999e-05 | #VALUE! | #VALUE! | #VALUE! | #VALUE! | #VALUE! | #VALUE! | -0.0021983 | #VALUE! | #VALUE! | #VALUE! | #VALUE! | #VALUE! | #VALUE! |  |  |  |  | 0 | 0 | 0 | 3.7068e-07 | #VALUE! | #VALUE! | #VALUE! | #VALUE! | #VALUE! | #VALUE! | 3.9176e-05 | #VALUE! | #VALUE! | #VALUE! | #VALUE! | #VALUE! | #VALUE! |  |  |  |  | 0 | 0 | 0 |  |  |  |  | 0 | 0 | 0 | -0.00010196 | #VALUE! | #VALUE! | #VALUE! | #VALUE! | #VALUE! | #VALUE! |  |  |  |  | 0 | 0 | 0 |  |  |  |  | 0 | 0 | 0 | 8.5769e-08 | #VALUE! | #VALUE! | #VALUE! | #VALUE! | #VALUE! | #VALUE! |  |  |  |  | 0 | 0 | 0 |  |  |  |  | 0 | 0 | 0 | -0.0001036 | #VALUE! | #VALUE! | #VALUE! | #VALUE! | #VALUE! | #VALUE! |  |  |  |  | 0 | 0 | 0 |  |  |  |  | 0 | 0 | 0 | -5.9763e-05 | #VALUE! | #VALUE! | #VALUE! | #VALUE! | #VALUE! | #VALUE! | -1.6981e-09 | #VALUE! | #VALUE! | #VALUE! | #VALUE! | #VALUE! | #VALUE! |  |  |  |  | 0 | 0 | 0 | -1.0197e-10 | #VALUE! | #VALUE! | #VALUE! | #VALUE! | #VALUE! | #VALUE! |  |  |  |  | 0 | 0 | 0 |  |  |  |  | 0 | 0 | 0 | 0.0019059 | #VALUE! | #VALUE! | #VALUE! | #VALUE! | #VALUE! | #VALUE! |  |  |  |  | 0 | 0 | 0 |  |  |  |  | 0 | 0 | 0 | -0.0002721 | #VALUE! | #VALUE! | #VALUE! | #VALUE! | #VALUE! | #VALUE! |  |  |  |  | 0 | 0 | 0 |  |  |  |  | 0 | 0 | 0 | -0.00012415 | #VALUE! | #VALUE! | #VALUE! | #VALUE! | #VALUE! | #VALUE! |  |  |  |  | 0 | 0 | 0 |  |  |  |  | 0 | 0 | 0 |  |  |  |  | 0 | 0 | 0 |  |  |  |  | 0 | 0 | 0 |  |  |  |  | 0 | 0 | 0 |  |  |  |  | 0 | 0 | 0 |  |  |  |  | 0 | 0 | 0 |  |  |  |  | 0 | 0 | 0 |  |  |  |  | 0 | 0 | 0 |  |  |  |  | 0 | 0 | 0 |  |  |  |  | 0 | 0 | 0 |  |  |  |  | 0 | 0 | 0 |  |  |  |  | 0 | 0 | 0 |  |  |  |  | 0 | 0 | 0 |  |  |  |  | 0 | 0 | 0 |  |  |  |  | 0 | 0 | 0 |  |  |  |  | 0 | 0 | 0 |  |  |  |  | 0 | 0 | 0 |  |  |  |  | 0 | 0 | 0 |  |  |  |  | 0 | 0 | 0 |  |  |  |  | 0 | 0 | 0 |  |  |  |  | 0 | 0 | 0 |  |  |  |  | 0 | 0 | 0 |  |  |  |  | 0 | 0 | 0 |  |  |  |  | 0 | 0 | 0 |  |  |  |  | 0 | 0 | 0 | -6.5167e-06 | #VALUE! | #VALUE! | #VALUE! | #VALUE! | #VALUE! | #VALUE! |  |  |  |  | 0 | 0 | 0 |  |  |  |  | 0 | 0 | 0 |  |  |  |  | 0 | 0 | 0 |  |  |  |  | 0 | 0 | 0 |  |  |  |  | 0 | 0 | 0 |  |  |  |  | 0 | 0 | 0 |  |  |  |  | 0 | 0 | 0 |  |  |  |  | 0 | 0 | 0 |  |  |  |  | 0 | 0 | 0 |  |  |  |  | 0 | 0 | 0
|  |  | 0 | 0 | 0 | -0.0052964 | #VALUE! | #VALUE! | #VALUE! | #VALUE! | #VALUE! | #VALUE! | -1.3094e-10 | #VALUE! | #VALUE! | #VALUE! | #VALUE! | #VALUE! | #VALUE! |  |  |  |  | 0 | 0 | 0 | -1.4725e-06 | #VALUE! | #VALUE! | #VALUE! | #VALUE! | #VALUE! | #VALUE! | -4.2731e-06 | #VALUE! | #VALUE! | #VALUE! | #VALUE! | #VALUE! | #VALUE! | 3.5408e-05 | #VALUE! | #VALUE! | #VALUE! | #VALUE! | #VALUE! | #VALUE! | -8.8041e-06 | #VALUE! | #VALUE! | #VALUE! | #VALUE! | #VALUE! | #VALUE! | 2.4426e-05 | #VALUE! | #VALUE! | #VALUE! | #VALUE! | #VALUE! | #VALUE! | -21413.4148 | #VALUE! | #VALUE! | #VALUE! | #VALUE! | #VALUE! | #VALUE! | -2.8404e-05 | #VALUE! | #VALUE! | #VALUE! | #VALUE! | #VALUE! | #VALUE! | -3.7075e-06 | #VALUE! | #VALUE! | #VALUE! | #VALUE! | #VALUE! | #VALUE! | 6.2347e-06 | #VALUE! | #VALUE! | #VALUE! | #VALUE! | #VALUE! | #VALUE! | -3.658e-07 | #VALUE! | #VALUE! | #VALUE! | #VALUE! | #VALUE! | #VALUE! | 0.0012133 | #VALUE! | #VALUE! | #VALUE! | #VALUE! | #VALUE! | #VALUE! | 3.311e-07 | #VALUE! | #VALUE! | #VALUE! | #VALUE! | #VALUE! | #VALUE! | -0.00013457 | #VALUE! | #VALUE! | #VALUE! | #VALUE! | #VALUE! | #VALUE! | -3.2836e-06 | #VALUE! | #VALUE! | #VALUE! | #VALUE! | #VALUE! | #VALUE! | 4.1868e-08 | #VALUE! | #VALUE! | #VALUE! | #VALUE! | #VALUE! | #VALUE! | -1.1751e-05 | #VALUE! | #VALUE! | #VALUE! | #VALUE! | #VALUE! | #VALUE! | 0.00098427 | #VALUE! | #VALUE! | #VALUE! | #VALUE! | #VALUE! | #VALUE! | -1.4077e-05 | #VALUE! | #VALUE! | #VALUE! | #VALUE! | #VALUE! | #VALUE! | -7.5956e-07 | #VALUE! | #VALUE! | #VALUE! | #VALUE! | #VALUE! | #VALUE! | -9.8129e-06 | #VALUE! | #VALUE! | #VALUE! | #VALUE! | #VALUE! | #VALUE! | -8.1588e-06 | #VALUE! | #VALUE! | #VALUE! | #VALUE! | #VALUE! | #VALUE! | 0.00054753 | #VALUE! | #VALUE! | #VALUE! | #VALUE! | #VALUE! | #VALUE! | -0.0030804 | #VALUE! | #VALUE! | #VALUE! | #VALUE! | #VALUE! | #VALUE! | 7.9778e-05 | #VALUE! | #VALUE! | #VALUE! | #VALUE! | #VALUE! | #VALUE! | 8.4157e-05 | #VALUE! | #VALUE! | #VALUE! | #VALUE! | #VALUE! | #VALUE! | -1.217e-05 | #VALUE! | #VALUE! | #VALUE! | #VALUE! | #VALUE! | #VALUE! | 5.5121e-06 | #VALUE! | #VALUE! | #VALUE! | #VALUE! | #VALUE! | #VALUE! | 0.001705 | #VALUE! | #VALUE! | #VALUE! | #VALUE! | #VALUE! | #VALUE! | 5.2648e-05 | #VALUE! | #VALUE! | #VALUE! | #VALUE! | #VALUE! | #VALUE! | -2.1568e-05 | #VALUE! | #VALUE! | #VALUE! | #VALUE! | #VALUE! | #VALUE! | 5.6687e-06 | #VALUE! | #VALUE! | #VALUE! | #VALUE! | #VALUE! | #VALUE! | -4.0843e-06 | #VALUE! | #VALUE! | #VALUE! | #VALUE! | #VALUE! | #VALUE! | 7.6515e-07 | #VALUE! | #VALUE! | #VALUE! | #VALUE! | #VALUE! | #VALUE! | 0.00019729 | #VALUE! | #VALUE! | #VALUE! | #VALUE! | #VALUE! | #VALUE! |  |  |  |  | 0 | 0 | 0 |  |  |  |  | 0 | 0 | 0 | -6.0655e-05 | #VALUE! | #VALUE! | #VALUE! | #VALUE! | #VALUE! | #VALUE! | 0.00088379 | #VALUE! | #VALUE! | #VALUE! | #VALUE! | #VALUE! | #VALUE! | -1.4054e-06 | #VALUE! | #VALUE! | #VALUE! | #VALUE! | #VALUE! | #VALUE! | -6.0859e-05 | #VALUE! | #VALUE! | #VALUE! | #VALUE! | #VALUE! | #VALUE! |  |  |  |  | 0 | 0 | 0 | 5.9258e-05 | #VALUE! | #VALUE! | #VALUE! | #VALUE! | #VALUE! | #VALUE! | -1.7521e-05 | #VALUE! | #VALUE! | #VALUE! | #VALUE! | #VALUE! | #VALUE! | -8.5204e-05 | #VALUE! | #VALUE! | #VALUE! | #VALUE! | #VALUE! | #VALUE! | 6.627e-06 | #VALUE! | #VALUE! | #VALUE! | #VALUE! | #VALUE! | #VALUE! | 0.00024149 | #VALUE! | #VALUE! | #VALUE! | #VALUE! | #VALUE! | #VALUE! | 4.3257e-05 | #VALUE! | #VALUE! | #VALUE! | #VALUE! | #VALUE! | #VALUE! | -6.1294e-05 | #VALUE! | #VALUE! | #VALUE! | #VALUE! | #VALUE! | #VALUE! | -7.4144e-05 | #VALUE! | #VALUE! | #VALUE! | #VALUE! | #VALUE! | #VALUE! | -0.0093975 | #VALUE! | #VALUE! | #VALUE! | #VALUE! | #VALUE! | #VALUE! | 0.00013785 | #VALUE! | #VALUE! | #VALUE! | #VALUE! | #VALUE! | #VALUE! | -6.7619e-05 | #VALUE! | #VALUE! | #VALUE! | #VALUE! | #VALUE! | #VALUE! |  |  |  |  | 0 | 0 | 0 | -0.00020252 | #VALUE! | #VALUE! | #VALUE! | #VALUE! | #VALUE! | #VALUE! | -5.0382e-07 | #VALUE! | #VALUE! | #VALUE! | #VALUE! | #VALUE! | #VALUE! | 4.0973e-05 | #VALUE! | #VALUE! | #VALUE! | #VALUE! | #VALUE! | #VALUE! | 8.5487e-07 | #VALUE! | #VALUE! | #VALUE! | #VALUE! | #VALUE! | #VALUE! | 7.5022e-07 | #VALUE! | #VALUE! | #VALUE! | #VALUE! | #VALUE! | #VALUE! |  |  |  |  | 0 | 0 | 0 | 5.1846e-06 | #VALUE! | #VALUE! | #VALUE! | #VALUE! | #VALUE! | #VALUE! | -0.00023812 | #VALUE! | #VALUE! | #VALUE! | #VALUE! | #VALUE! | #VALUE! |  |  |  |  | 0 | 0 | 0 | 0.00012872 | #VALUE! | #VALUE! | #VALUE! | #VALUE! | #VALUE! | #VALUE! | -0.00024965 | #VALUE! | #VALUE! | #VALUE! | #VALUE! | #VALUE! | #VALUE! |  |  |  |  | 0 | 0 | 0 | 2.6785e-05 | #VALUE! | #VALUE! | #VALUE! | #VALUE! | #VALUE! | #VALUE! | -1.2216e-06 | #VALUE! | #VALUE! | #VALUE! | #VALUE! | #VALUE! | #VALUE! |  |  |  |  | 0 | 0 | 0 | -9.4575e-06 | #VALUE! | #VALUE! | #VALUE! | #VALUE! | #VALUE! | #VALUE! | 0.00015073 | #VALUE! | #VALUE! | #VALUE! | #VALUE! | #VALUE! | #VALUE! | 0.0010502 | #VALUE! | #VALUE! | #VALUE! | #VALUE! | #VALUE! | #VALUE! |  |  |  |  | 0 | 0 | 0 | -0.00062367 | #VALUE! | #VALUE! | #VALUE! | #VALUE! | #VALUE! | #VALUE! | 1.1381e-05 | #VALUE! | #VALUE! | #VALUE! | #VALUE! | #VALUE! | #VALUE! | 4.978e-08 | #VALUE! | #VALUE! | #VALUE! | #VALUE! | #VALUE! | #VALUE! | -1.9849e-05 | #VALUE! | #VALUE! | #VALUE! | #VALUE! | #VALUE! | #VALUE! | 0.0013654 | #VALUE! | #VALUE! | #VALUE! | #VALUE! | #VALUE! | #VALUE! | 8.868e-08 | #VALUE! | #VALUE! | #VALUE! | #VALUE! | #VALUE! | #VALUE! | 5865.7322 | #VALUE! | #VALUE! | #VALUE! | #VALUE! | #VALUE! | #VALUE! | 3.9199e-05 | #VALUE! | #VALUE! | #VALUE! | #VALUE! | #VALUE! | #VALUE! | -4.0631e-11 | #VALUE! | #VALUE! | #VALUE! | #VALUE! | #VALUE! | #VALUE! | -7.8972e-11 | #VALUE! | #VALUE! | #VALUE! | #VALUE! | #VALUE! | #VALUE! | 0.0010292 | #VALUE! | #VALUE! | #VALUE! | #VALUE! | #VALUE! | #VALUE! |  |  |  |  | 0 | 0 | 0 | -1.4003e-05 | #VALUE! | #VALUE! | #VALUE! | #VALUE! | #VALUE! | #VALUE! | -0.0001134 | #VALUE! | #VALUE! | #VALUE! | #VALUE! | #VALUE! | #VALUE! | 2.7634e-08 | #VALUE! | #VALUE! | #VALUE! | #VALUE! | #VALUE! | #VALUE! | -1.9279e-05 | #VALUE! | #VALUE! | #VALUE! | #VALUE! | #VALUE! | #VALUE! | -1.3594e-10 | #VALUE! | #VALUE! | #VALUE! | #VALUE! | #VALUE! | #VALUE! | 1.0073e-07 | #VALUE! | #VALUE! | #VALUE! | #VALUE! | #VALUE! | #VALUE! | -0.00069321 | #VALUE! | #VALUE! | #VALUE! | #VALUE! | #VALUE! | #VALUE! | 3.7294e-05 | #VALUE! | #VALUE! | #VALUE! | #VALUE! | #VALUE! | #VALUE! | -1903.3556 | #VALUE! | #VALUE! | #VALUE! | #VALUE! | #VALUE! | #VALUE! | -0.00012172 | #VALUE! | #VALUE! | #VALUE! | #VALUE! | #VALUE! | #VALUE! | 0.0013909 | #VALUE! | #VALUE! | #VALUE! | #VALUE! | #VALUE! | #VALUE! |  |  |  |  | 0 | 0 | 0 | -1.0174e-09 | #VALUE! | #VALUE! | #VALUE! | #VALUE! | #VALUE! | #VALUE! | -0.00017901 | #VALUE! | #VALUE! | #VALUE! | #VALUE! | #VALUE! | #VALUE! | -6.4056e-11 | #VALUE! | #VALUE! | #VALUE! | #VALUE! | #VALUE! | #VALUE! | 0.0011179 | #VALUE! | #VALUE! | #VALUE! | #VALUE! | #VALUE! | #VALUE! | -0.00013786 | #VALUE! | #VALUE! | #VALUE! | #VALUE! | #VALUE! | #VALUE! |  |  |  |  | 0 | 0 | 0 | 3.0053e-06 | #VALUE! | #VALUE! | #VALUE! | #VALUE! | #VALUE! | #VALUE! | -1.8588e-05 | #VALUE! | #VALUE! | #VALUE! | #VALUE! | #VALUE! | #VALUE! | -1.9449e-09 | #VALUE! | #VALUE! | #VALUE! | #VALUE! | #VALUE! | #VALUE! |  |  |  |  | 0 | 0 | 0 |  |  |  |  | 0 | 0 | 0 |  |  |  |  | 0 | 0 | 0 |  |  |  |  | 0 | 0 | 0 | 3.0399e-06 | #VALUE! | #VALUE! | #VALUE! | #VALUE! | #VALUE! | #VALUE! |  |  |  |  | 0 | 0 | 0 |  |  |  |  | 0 | 0 | 0 |  |  |  |  | 0 | 0 | 0 |  |  |  |  | 0 | 0 | 0 |  |  |  |  | 0 | 0 | 0 |  |  |  |  | 0 | 0 | 0 |  |  |  |  | 0 | 0 | 0 |  |  |  |  | 0 | 0 | 0 |  |  |  |  | 0 | 0 | 0 |  |  |  |  | 0 | 0 | 0 |  |  |  |  | 0 | 0 | 0 |  |  |  |  | 0 | 0 | 0 |  |  |  |  | 0 | 0 | 0 |  |  |  |  | 0 | 0 | 0 |  |  |  |  | 0 | 0 | 0 |  |  |  |  | 0 | 0 | 0 |  |  |  |  | 0 | 0 | 0 |  |  |  |  | 0 | 0 | 0 |  |  |  |  | 0 | 0 | 0 |  |  |  |  | 0 | 0 | 0 |  |  |  |  | 0 | 0 | 0 |  |  |  |  | 0 | 0 | 0 |  |  |  |  | 0 | 0 | 0 |  |  |  |  | 0 | 0 | 0 |  |  |  |  | 0 | 0 | 0 |  |  |  |  | 0 | 0 | 0 |  |  |  |  | 0 | 0 | 0 |  |  |  |  | 0 | 0 | 0 |  |  |  |  | 0 | 0 | 0 |  |  |  |  | 0 | 0 | 0 |  |  |  |  | 0 | 0 | 0 |  |  |  |  | 0 | 0 | 0 |  |  |  |  | 0 | 0 | 0 |  |  |  |  | 0 | 0 | 0 | 0.00023473 | #VALUE! | #VALUE! | #VALUE! | #VALUE! | #VALUE! | #VALUE! | 6.2415e-05 | #VALUE! | #VALUE! | #VALUE! | #VALUE! | #VALUE! | #VALUE! | -1.0537e-05 | #VALUE! | #VALUE! | #VALUE! | #VALUE! | #VALUE! | #VALUE! |  |  |  |  | 0 | 0 | 0 | -3.3812e-05 | #VALUE! | #VALUE! | #VALUE! | #VALUE! | #VALUE! | #VALUE! | -0.00234 | #VALUE! | #VALUE! | #VALUE! | #VALUE! | #VALUE! | #VALUE! | 0.002793 | #VALUE! | #VALUE! | #VALUE! | #VALUE! | #VALUE! | #VALUE! | 6.1234e-05 | #VALUE! | #VALUE! | #VALUE! | #VALUE! | #VALUE! | #VALUE! | -5.6827e-14 | #VALUE! | #VALUE! | #VALUE! | #VALUE! | #VALUE! | #VALUE! | -2.8879e-05 | #VALUE! | #VALUE! | #VALUE! | #VALUE! | #VALUE! | #VALUE! | -7.144e-05 | #VALUE! | #VALUE! | #VALUE! | #VALUE! | #VALUE! | #VALUE! |  |  |  |  | 0 | 0 | 0 | 1.4894e-05 | #VALUE! | #VALUE! | #VALUE! | #VALUE! | #VALUE! | #VALUE! | 107207.9321 | #VALUE! | #VALUE! | #VALUE! | #VALUE! | #VALUE! | #VALUE! | -7.6673e-07 | #VALUE! | #VALUE! | #VALUE! | #VALUE! | #VALUE! | #VALUE! |  |  |  |  | 0 | 0 | 0 | -4.6083e-06 | #VALUE! | #VALUE! | #VALUE! | #VALUE! | #VALUE! | #VALUE! | 0.00012649 | #VALUE! | #VALUE! | #VALUE! | #VALUE! | #VALUE! | #VALUE! | 4.4782e-07 | #VALUE! | #VALUE! | #VALUE! | #VALUE! | #VALUE! | #VALUE! | 0.0011891 | #VALUE! | #VALUE! | #VALUE! | #VALUE! | #VALUE! | #VALUE! | -2.7659e-14 | #VALUE! | #VALUE! | #VALUE! | #VALUE! | #VALUE! | #VALUE! |  |  |  |  | 0 | 0 | 0 | 5.8923e-05 | #VALUE! | #VALUE! | #VALUE! | #VALUE! | #VALUE! | #VALUE! | 0.00010576 | #VALUE! | #VALUE! | #VALUE! | #VALUE! | #VALUE! | #VALUE! | -1.6247e-05 | #VALUE! | #VALUE! | #VALUE! | #VALUE! | #VALUE! | #VALUE! | 4.3866e-05 | #VALUE! | #VALUE! | #VALUE! | #VALUE! | #VALUE! | #VALUE! | -5.5972e-05 | #VALUE! | #VALUE! | #VALUE! | #VALUE! | #VALUE! | #VALUE! | -3.5858e-05 | #VALUE! | #VALUE! | #VALUE! | #VALUE! | #VALUE! | #VALUE! | 1.0679e-06 | #VALUE! | #VALUE! | #VALUE! | #VALUE! | #VALUE! | #VALUE! |  |  |  |  | 0 | 0 | 0 | -0.00011763 | #VALUE! | #VALUE! | #VALUE! | #VALUE! | #VALUE! | #VALUE! | 5.9489e-05 | #VALUE! | #VALUE! | #VALUE! | #VALUE! | #VALUE! | #VALUE! | -5.808e-05 | #VALUE! | #VALUE! | #VALUE! | #VALUE! | #VALUE! | #VALUE! | 4.7382e-05 | #VALUE! | #VALUE! | #VALUE! | #VALUE! | #VALUE! | #VALUE! |  |  |  |  | 0 | 0 | 0 |  |  |  |  | 0 | 0 | 0 | 0.0028645 | #VALUE! | #VALUE! | #VALUE! | #VALUE! | #VALUE! | #VALUE! | -7.4604e-05 | #VALUE! | #VALUE! | #VALUE! | #VALUE! | #VALUE! | #VALUE! | -1.1844e-05 | #VALUE! | #VALUE! | #VALUE! | #VALUE! | #VALUE! | #VALUE! |  |  |  |  | 0 | 0 | 0 |  |  |  |  | 0 | 0 | 0 | -3.5141e-12 | #VALUE! | #VALUE! | #VALUE! | #VALUE! | #VALUE! | #VALUE! | 8.8216e-06 | #VALUE! | #VALUE! | #VALUE! | #VALUE! | #VALUE! | #VALUE! |  |  |  |  | 0 | 0 | 0 | -5.0809e-14 | #VALUE! | #VALUE! | #VALUE! | #VALUE! | #VALUE! | #VALUE! | 0.00014821 | #VALUE! | #VALUE! | #VALUE! | #VALUE! | #VALUE! | #VALUE! |  |  |  |  | 0 | 0 | 0 | -1.8311e-07 | #VALUE! | #VALUE! | #VALUE! | #VALUE! | #VALUE! | #VALUE! | -0.0003435 | #VALUE! | #VALUE! | #VALUE! | #VALUE! | #VALUE! | #VALUE! |  |  |  |  | 0 | 0 | 0 | 0.00011434 | #VALUE! | #VALUE! | #VALUE! | #VALUE! | #VALUE! | #VALUE! |  |  |  |  | 0 | 0 | 0 | -2.497e-05 | #VALUE! | #VALUE! | #VALUE! | #VALUE! | #VALUE! | #VALUE! | -0.0041151 | #VALUE! | #VALUE! | #VALUE! | #VALUE! | #VALUE! | #VALUE! | 2.1562e-05 | #VALUE! | #VALUE! | #VALUE! | #VALUE! | #VALUE! | #VALUE! |  |  |  |  | 0 | 0 | 0 | 0.0001779 | #VALUE! | #VALUE! | #VALUE! | #VALUE! | #VALUE! | #VALUE! | -0.00020659 | #VALUE! | #VALUE! | #VALUE! | #VALUE! | #VALUE! | #VALUE! |  |  |  |  | 0 | 0 | 0 | -2.2652e-05 | #VALUE! | #VALUE! | #VALUE! | #VALUE! | #VALUE! | #VALUE! | -0.00041807 | #VALUE! | #VALUE! | #VALUE! | #VALUE! | #VALUE! | #VALUE! |  |  |  |  | 0 | 0 | 0 | -5.2722e-06 | #VALUE! | #VALUE! | #VALUE! | #VALUE! | #VALUE! | #VALUE! | 0.00036119 | #VALUE! | #VALUE! | #VALUE! | #VALUE! | #VALUE! | #VALUE! |  |  |  |  | 0 | 0 | 0 | -2.3137e-05 | #VALUE! | #VALUE! | #VALUE! | #VALUE! | #VALUE! | #VALUE! | -4.6693e-05 | #VALUE! | #VALUE! | #VALUE! | #VALUE! | #VALUE! | #VALUE! |  |  |  |  | 0 | 0 | 0 |  |  |  |  | 0 | 0 | 0 |  |  |  |  | 0 | 0 | 0 | -1.111e-10 | #VALUE! | #VALUE! | #VALUE! | #VALUE! | #VALUE! | #VALUE! |  |  |  |  | 0 | 0 | 0 | -1.4161e-05 | #VALUE! | #VALUE! | #VALUE! | #VALUE! | #VALUE! | #VALUE! | 93070.4387 | #VALUE! | #VALUE! | #VALUE! | #VALUE! | #VALUE! | #VALUE! |  |  |  |  | 0 | 0 | 0 | 8.8316e-07 | #VALUE! | #VALUE! | #VALUE! | #VALUE! | #VALUE! | #VALUE! | -1.0849e-10 | #VALUE! | #VALUE! | #VALUE! | #VALUE! | #VALUE! | #VALUE! |  |  |  |  | 0 | 0 | 0 | -8.6921e-07 | #VALUE! | #VALUE! | #VALUE! | #VALUE! | #VALUE! | #VALUE! | 5.9766e-05 | #VALUE! | #VALUE! | #VALUE! | #VALUE! | #VALUE! | #VALUE! |  |  |  |  | 0 | 0 | 0 |  |  |  |  | 0 | 0 | 0 | -0.00013299 | #VALUE! | #VALUE! | #VALUE! | #VALUE! | #VALUE! | #VALUE! |  |  |  |  | 0 | 0 | 0 |  |  |  |  | 0 | 0 | 0 | 0.0017368 | #VALUE! | #VALUE! | #VALUE! | #VALUE! | #VALUE! | #VALUE! |  |  |  |  | 0 | 0 | 0 |  |  |  |  | 0 | 0 | 0 | 2.5712e-06 | #VALUE! | #VALUE! | #VALUE! | #VALUE! | #VALUE! | #VALUE! |  |  |  |  | 0 | 0 | 0 |  |  |  |  | 0 | 0 | 0 | 7.8315e-05 | #VALUE! | #VALUE! | #VALUE! | #VALUE! | #VALUE! | #VALUE! | 6.5831e-08 | #VALUE! | #VALUE! | #VALUE! | #VALUE! | #VALUE! | #VALUE! |  |  |  |  | 0 | 0 | 0 | -0.00016782 | #VALUE! | #VALUE! | #VALUE! | #VALUE! | #VALUE! | #VALUE! |  |  |  |  | 0 | 0 | 0 |  |  |  |  | 0 | 0 | 0 | -8.7835e-05 | #VALUE! | #VALUE! | #VALUE! | #VALUE! | #VALUE! | #VALUE! |  |  |  |  | 0 | 0 | 0 |  |  |  |  | 0 | 0 | 0 | 5.2925e-06 | #VALUE! | #VALUE! | #VALUE! | #VALUE! | #VALUE! | #VALUE! |  |  |  |  | 0 | 0 | 0 |  |  |  |  | 0 | 0 | 0 | 0.00016954 | #VALUE! | #VALUE! | #VALUE! | #VALUE! | #VALUE! | #VALUE! |  |  |  |  | 0 | 0 | 0 |  |  |  |  | 0 | 0 | 0 |  |  |  |  | 0 | 0 | 0 |  |  |  |  | 0 | 0 | 0 |  |  |  |  | 0 | 0 | 0 |  |  |  |  | 0 | 0 | 0 |  |  |  |  | 0 | 0 | 0 |  |  |  |  | 0 | 0 | 0 |  |  |  |  | 0 | 0 | 0 |  |  |  |  | 0 | 0 | 0 |  |  |  |  | 0 | 0 | 0 |  |  |  |  | 0 | 0 | 0 |  |  |  |  | 0 | 0 | 0 |  |  |  |  | 0 | 0 | 0 |  |  |  |  | 0 | 0 | 0 |  |  |  |  | 0 | 0 | 0 |  |  |  |  | 0 | 0 | 0 |  |  |  |  | 0 | 0 | 0 |  |  |  |  | 0 | 0 | 0 |  |  |  |  | 0 | 0 | 0 |  |  |  |  | 0 | 0 | 0 |  |  |  |  | 0 | 0 | 0 |  |  |  |  | 0 | 0 | 0 |  |  |  |  | 0 | 0 | 0 |  |  |  |  | 0 | 0 | 0 |  |  |  |  | 0 | 0 | 0 | -8.749e-05 | #VALUE! | #VALUE! | #VALUE! | #VALUE! | #VALUE! | #VALUE! |  |  |  |  | 0 | 0 | 0 |  |  |  |  | 0 | 0 | 0 |  |  |  |  | 0 | 0 | 0 |  |  |  |  | 0 | 0 | 0 |  |  |  |  | 0 | 0 | 0 |  |  |  |  | 0 | 0 | 0 |  |  |  |  | 0 | 0 | 0 |  |  |  |  | 0 | 0 | 0 |  |  |  |  | 0 | 0 | 0 |  |  |  |  | 0 | 0 | 0
|  |  | 0 | 0 | 0 | -0.056284 | #VALUE! | #VALUE! | #VALUE! | #VALUE! | #VALUE! | #VALUE! | -4.5037e-06 | #VALUE! | #VALUE! | #VALUE! | #VALUE! | #VALUE! | #VALUE! |  |  |  |  | 0 | 0 | 0 | 2.6185e-06 | #VALUE! | #VALUE! | #VALUE! | #VALUE! | #VALUE! | #VALUE! | -9.838e-06 | #VALUE! | #VALUE! | #VALUE! | #VALUE! | #VALUE! | #VALUE! | 2.4762e-10 | #VALUE! | #VALUE! | #VALUE! | #VALUE! | #VALUE! | #VALUE! | 2.5552e-05 | #VALUE! | #VALUE! | #VALUE! | #VALUE! | #VALUE! | #VALUE! | 7.5327e-07 | #VALUE! | #VALUE! | #VALUE! | #VALUE! | #VALUE! | #VALUE! | 0.00026832 | #VALUE! | #VALUE! | #VALUE! | #VALUE! | #VALUE! | #VALUE! | -4.7569e-06 | #VALUE! | #VALUE! | #VALUE! | #VALUE! | #VALUE! | #VALUE! | -1.2019e-05 | #VALUE! | #VALUE! | #VALUE! | #VALUE! | #VALUE! | #VALUE! | 1.1834e-06 | #VALUE! | #VALUE! | #VALUE! | #VALUE! | #VALUE! | #VALUE! | -1.7173e-05 | #VALUE! | #VALUE! | #VALUE! | #VALUE! | #VALUE! | #VALUE! | -0.0017849 | #VALUE! | #VALUE! | #VALUE! | #VALUE! | #VALUE! | #VALUE! | 2.4574e-05 | #VALUE! | #VALUE! | #VALUE! | #VALUE! | #VALUE! | #VALUE! | -1.0557e-09 | #VALUE! | #VALUE! | #VALUE! | #VALUE! | #VALUE! | #VALUE! | -1.1752e-05 | #VALUE! | #VALUE! | #VALUE! | #VALUE! | #VALUE! | #VALUE! | 8.3106e-07 | #VALUE! | #VALUE! | #VALUE! | #VALUE! | #VALUE! | #VALUE! | 2.9963e-05 | #VALUE! | #VALUE! | #VALUE! | #VALUE! | #VALUE! | #VALUE! | -0.0019912 | #VALUE! | #VALUE! | #VALUE! | #VALUE! | #VALUE! | #VALUE! | -5.0719e-07 | #VALUE! | #VALUE! | #VALUE! | #VALUE! | #VALUE! | #VALUE! | -1.8562e-06 | #VALUE! | #VALUE! | #VALUE! | #VALUE! | #VALUE! | #VALUE! | -1.4907e-05 | #VALUE! | #VALUE! | #VALUE! | #VALUE! | #VALUE! | #VALUE! | 2.3592e-06 | #VALUE! | #VALUE! | #VALUE! | #VALUE! | #VALUE! | #VALUE! | 1.4205e-06 | #VALUE! | #VALUE! | #VALUE! | #VALUE! | #VALUE! | #VALUE! | -0.00028515 | #VALUE! | #VALUE! | #VALUE! | #VALUE! | #VALUE! | #VALUE! |  |  |  |  | 0 | 0 | 0 | -4.1386e-05 | #VALUE! | #VALUE! | #VALUE! | #VALUE! | #VALUE! | #VALUE! | -2.3168e-05 | #VALUE! | #VALUE! | #VALUE! | #VALUE! | #VALUE! | #VALUE! | 2.4787e-10 | #VALUE! | #VALUE! | #VALUE! | #VALUE! | #VALUE! | #VALUE! | -8064298.0256 | #VALUE! | #VALUE! | #VALUE! | #VALUE! | #VALUE! | #VALUE! | 0.0013037 | #VALUE! | #VALUE! | #VALUE! | #VALUE! | #VALUE! | #VALUE! | -5.9828e-07 | #VALUE! | #VALUE! | #VALUE! | #VALUE! | #VALUE! | #VALUE! | -0.00039368 | #VALUE! | #VALUE! | #VALUE! | #VALUE! | #VALUE! | #VALUE! | -1.1453e-05 | #VALUE! | #VALUE! | #VALUE! | #VALUE! | #VALUE! | #VALUE! | 6.5697e-06 | #VALUE! | #VALUE! | #VALUE! | #VALUE! | #VALUE! | #VALUE! | -0.00023722 | #VALUE! | #VALUE! | #VALUE! | #VALUE! | #VALUE! | #VALUE! |  |  |  |  | 0 | 0 | 0 |  |  |  |  | 0 | 0 | 0 | 3.1329e-05 | #VALUE! | #VALUE! | #VALUE! | #VALUE! | #VALUE! | #VALUE! | 4.8216e-05 | #VALUE! | #VALUE! | #VALUE! | #VALUE! | #VALUE! | #VALUE! | 6.0759e-05 | #VALUE! | #VALUE! | #VALUE! | #VALUE! | #VALUE! | #VALUE! | -1.5391e-07 | #VALUE! | #VALUE! | #VALUE! | #VALUE! | #VALUE! | #VALUE! |  |  |  |  | 0 | 0 | 0 | -0.00026496 | #VALUE! | #VALUE! | #VALUE! | #VALUE! | #VALUE! | #VALUE! | -4.5996e-06 | #VALUE! | #VALUE! | #VALUE! | #VALUE! | #VALUE! | #VALUE! | 0.0011114 | #VALUE! | #VALUE! | #VALUE! | #VALUE! | #VALUE! | #VALUE! | 3.5742e-06 | #VALUE! | #VALUE! | #VALUE! | #VALUE! | #VALUE! | #VALUE! | -0.00044442 | #VALUE! | #VALUE! | #VALUE! | #VALUE! | #VALUE! | #VALUE! |  |  |  |  | 0 | 0 | 0 | 0.00013937 | #VALUE! | #VALUE! | #VALUE! | #VALUE! | #VALUE! | #VALUE! | -6.1701e-10 | #VALUE! | #VALUE! | #VALUE! | #VALUE! | #VALUE! | #VALUE! | -1.1657e-11 | #VALUE! | #VALUE! | #VALUE! | #VALUE! | #VALUE! | #VALUE! | -3.6082e-06 | #VALUE! | #VALUE! | #VALUE! | #VALUE! | #VALUE! | #VALUE! | -8.587e-06 | #VALUE! | #VALUE! | #VALUE! | #VALUE! | #VALUE! | #VALUE! |  |  |  |  | 0 | 0 | 0 | -0.0041564 | #VALUE! | #VALUE! | #VALUE! | #VALUE! | #VALUE! | #VALUE! | 7.7254e-07 | #VALUE! | #VALUE! | #VALUE! | #VALUE! | #VALUE! | #VALUE! |  |  |  |  | 0 | 0 | 0 | -3.4003e-05 | #VALUE! | #VALUE! | #VALUE! | #VALUE! | #VALUE! | #VALUE! | -1.6499e-05 | #VALUE! | #VALUE! | #VALUE! | #VALUE! | #VALUE! | #VALUE! |  |  |  |  | 0 | 0 | 0 | 9039716.4956 | #VALUE! | #VALUE! | #VALUE! | #VALUE! | #VALUE! | #VALUE! | -6.9627e-09 | #VALUE! | #VALUE! | #VALUE! | #VALUE! | #VALUE! | #VALUE! |  |  |  |  | 0 | 0 | 0 | -3.2316e-07 | #VALUE! | #VALUE! | #VALUE! | #VALUE! | #VALUE! | #VALUE! | -2.4698e-05 | #VALUE! | #VALUE! | #VALUE! | #VALUE! | #VALUE! | #VALUE! |  |  |  |  | 0 | 0 | 0 | 7.6076e-05 | #VALUE! | #VALUE! | #VALUE! | #VALUE! | #VALUE! | #VALUE! | 8.1327e-06 | #VALUE! | #VALUE! | #VALUE! | #VALUE! | #VALUE! | #VALUE! |  |  |  |  | 0 | 0 | 0 | 8.2262e-05 | #VALUE! | #VALUE! | #VALUE! | #VALUE! | #VALUE! | #VALUE! | 3.1301e-05 | #VALUE! | #VALUE! | #VALUE! | #VALUE! | #VALUE! | #VALUE! | -0.001965 | #VALUE! | #VALUE! | #VALUE! | #VALUE! | #VALUE! | #VALUE! |  |  |  |  | 0 | 0 | 0 | 12707.6955 | #VALUE! | #VALUE! | #VALUE! | #VALUE! | #VALUE! | #VALUE! | -0.00010922 | #VALUE! | #VALUE! | #VALUE! | #VALUE! | #VALUE! | #VALUE! |  |  |  |  | 0 | 0 | 0 | 2.8116e-07 | #VALUE! | #VALUE! | #VALUE! | #VALUE! | #VALUE! | #VALUE! | 0.0003892 | #VALUE! | #VALUE! | #VALUE! | #VALUE! | #VALUE! | #VALUE! |  |  |  |  | 0 | 0 | 0 | 0.00068665 | #VALUE! | #VALUE! | #VALUE! | #VALUE! | #VALUE! | #VALUE! | 3.8134e-05 | #VALUE! | #VALUE! | #VALUE! | #VALUE! | #VALUE! | #VALUE! | -1.7179e-10 | #VALUE! | #VALUE! | #VALUE! | #VALUE! | #VALUE! | #VALUE! | -4.829e-05 | #VALUE! | #VALUE! | #VALUE! | #VALUE! | #VALUE! | #VALUE! | -0.0026118 | #VALUE! | #VALUE! | #VALUE! | #VALUE! | #VALUE! | #VALUE! |  |  |  |  | 0 | 0 | 0 | 5.2568e-05 | #VALUE! | #VALUE! | #VALUE! | #VALUE! | #VALUE! | #VALUE! | 4.5833e-05 | #VALUE! | #VALUE! | #VALUE! | #VALUE! | #VALUE! | #VALUE! |  |  |  |  | 0 | 0 | 0 | 0.00022919 | #VALUE! | #VALUE! | #VALUE! | #VALUE! | #VALUE! | #VALUE! | -5.0052e-06 | #VALUE! | #VALUE! | #VALUE! | #VALUE! | #VALUE! | #VALUE! |  |  |  |  | 0 | 0 | 0 | 2774.2909 | #VALUE! | #VALUE! | #VALUE! | #VALUE! | #VALUE! | #VALUE! | 1.1058e-07 | #VALUE! | #VALUE! | #VALUE! | #VALUE! | #VALUE! | #VALUE! | -5.4438e-11 | #VALUE! | #VALUE! | #VALUE! | #VALUE! | #VALUE! | #VALUE! | -4.4191e-06 | #VALUE! | #VALUE! | #VALUE! | #VALUE! | #VALUE! | #VALUE! | -0.0044184 | #VALUE! | #VALUE! | #VALUE! | #VALUE! | #VALUE! | #VALUE! |  |  |  |  | 0 | 0 | 0 | 4.2216e-05 | #VALUE! | #VALUE! | #VALUE! | #VALUE! | #VALUE! | #VALUE! | 4.5208e-05 | #VALUE! | #VALUE! | #VALUE! | #VALUE! | #VALUE! | #VALUE! | -1.8834e-10 | #VALUE! | #VALUE! | #VALUE! | #VALUE! | #VALUE! | #VALUE! | 1.8032e-06 | #VALUE! | #VALUE! | #VALUE! | #VALUE! | #VALUE! | #VALUE! | -9.4057e-06 | #VALUE! | #VALUE! | #VALUE! | #VALUE! | #VALUE! | #VALUE! |  |  |  |  | 0 | 0 | 0 | -5.343e-05 | #VALUE! | #VALUE! | #VALUE! | #VALUE! | #VALUE! | #VALUE! | 1.5013e-05 | #VALUE! | #VALUE! | #VALUE! | #VALUE! | #VALUE! | #VALUE! | 8.2463e-08 | #VALUE! | #VALUE! | #VALUE! | #VALUE! | #VALUE! | #VALUE! |  |  |  |  | 0 | 0 | 0 |  |  |  |  | 0 | 0 | 0 |  |  |  |  | 0 | 0 | 0 |  |  |  |  | 0 | 0 | 0 |  |  |  |  | 0 | 0 | 0 |  |  |  |  | 0 | 0 | 0 |  |  |  |  | 0 | 0 | 0 |  |  |  |  | 0 | 0 | 0 |  |  |  |  | 0 | 0 | 0 |  |  |  |  | 0 | 0 | 0 |  |  |  |  | 0 | 0 | 0 |  |  |  |  | 0 | 0 | 0 |  |  |  |  | 0 | 0 | 0 |  |  |  |  | 0 | 0 | 0 |  |  |  |  | 0 | 0 | 0 |  |  |  |  | 0 | 0 | 0 |  |  |  |  | 0 | 0 | 0 |  |  |  |  | 0 | 0 | 0 |  |  |  |  | 0 | 0 | 0 |  |  |  |  | 0 | 0 | 0 |  |  |  |  | 0 | 0 | 0 |  |  |  |  | 0 | 0 | 0 |  |  |  |  | 0 | 0 | 0 |  |  |  |  | 0 | 0 | 0 |  |  |  |  | 0 | 0 | 0 |  |  |  |  | 0 | 0 | 0 |  |  |  |  | 0 | 0 | 0 |  |  |  |  | 0 | 0 | 0 |  |  |  |  | 0 | 0 | 0 |  |  |  |  | 0 | 0 | 0 |  |  |  |  | 0 | 0 | 0 |  |  |  |  | 0 | 0 | 0 |  |  |  |  | 0 | 0 | 0 |  |  |  |  | 0 | 0 | 0 |  |  |  |  | 0 | 0 | 0 |  |  |  |  | 0 | 0 | 0 |  |  |  |  | 0 | 0 | 0 |  |  |  |  | 0 | 0 | 0 |  |  |  |  | 0 | 0 | 0 | 0.001997 | #VALUE! | #VALUE! | #VALUE! | #VALUE! | #VALUE! | #VALUE! | 8.1094e-06 | #VALUE! | #VALUE! | #VALUE! | #VALUE! | #VALUE! | #VALUE! | -1.6558e-07 | #VALUE! | #VALUE! | #VALUE! | #VALUE! | #VALUE! | #VALUE! |  |  |  |  | 0 | 0 | 0 | -1.5479e-10 | #VALUE! | #VALUE! | #VALUE! | #VALUE! | #VALUE! | #VALUE! | -1.2842e-05 | #VALUE! | #VALUE! | #VALUE! | #VALUE! | #VALUE! | #VALUE! | 0.0069757 | #VALUE! | #VALUE! | #VALUE! | #VALUE! | #VALUE! | #VALUE! | 1.0903e-07 | #VALUE! | #VALUE! | #VALUE! | #VALUE! | #VALUE! | #VALUE! | -5.6159e-07 | #VALUE! | #VALUE! | #VALUE! | #VALUE! | #VALUE! | #VALUE! | 0.00010889 | #VALUE! | #VALUE! | #VALUE! | #VALUE! | #VALUE! | #VALUE! | 1.0608e-06 | #VALUE! | #VALUE! | #VALUE! | #VALUE! | #VALUE! | #VALUE! |  |  |  |  | 0 | 0 | 0 | 2.645e-07 | #VALUE! | #VALUE! | #VALUE! | #VALUE! | #VALUE! | #VALUE! | 0.0011665 | #VALUE! | #VALUE! | #VALUE! | #VALUE! | #VALUE! | #VALUE! | -8.9037e-09 | #VALUE! | #VALUE! | #VALUE! | #VALUE! | #VALUE! | #VALUE! |  |  |  |  | 0 | 0 | 0 | -2.4529e-05 | #VALUE! | #VALUE! | #VALUE! | #VALUE! | #VALUE! | #VALUE! |  |  |  |  | 0 | 0 | 0 | 7.4741e-06 | #VALUE! | #VALUE! | #VALUE! | #VALUE! | #VALUE! | #VALUE! | -0.0012792 | #VALUE! | #VALUE! | #VALUE! | #VALUE! | #VALUE! | #VALUE! | -7.1831e-07 | #VALUE! | #VALUE! | #VALUE! | #VALUE! | #VALUE! | #VALUE! |  |  |  |  | 0 | 0 | 0 | 1.2472e-06 | #VALUE! | #VALUE! | #VALUE! | #VALUE! | #VALUE! | #VALUE! | 9.5352e-05 | #VALUE! | #VALUE! | #VALUE! | #VALUE! | #VALUE! | #VALUE! | 0.00063366 | #VALUE! | #VALUE! | #VALUE! | #VALUE! | #VALUE! | #VALUE! | 6.3247e-05 | #VALUE! | #VALUE! | #VALUE! | #VALUE! | #VALUE! | #VALUE! | -0.00015411 | #VALUE! | #VALUE! | #VALUE! | #VALUE! | #VALUE! | #VALUE! |  |  |  |  | 0 | 0 | 0 | -6.1011e-06 | #VALUE! | #VALUE! | #VALUE! | #VALUE! | #VALUE! | #VALUE! |  |  |  |  | 0 | 0 | 0 | -2.9223e-06 | #VALUE! | #VALUE! | #VALUE! | #VALUE! | #VALUE! | #VALUE! | 9.8721e-08 | #VALUE! | #VALUE! | #VALUE! | #VALUE! | #VALUE! | #VALUE! | -8.482e-05 | #VALUE! | #VALUE! | #VALUE! | #VALUE! | #VALUE! | #VALUE! | -0.0023354 | #VALUE! | #VALUE! | #VALUE! | #VALUE! | #VALUE! | #VALUE! |  |  |  |  | 0 | 0 | 0 |  |  |  |  | 0 | 0 | 0 | -0.00024808 | #VALUE! | #VALUE! | #VALUE! | #VALUE! | #VALUE! | #VALUE! | 0.0010213 | #VALUE! | #VALUE! | #VALUE! | #VALUE! | #VALUE! | #VALUE! | 9.0817e-08 | #VALUE! | #VALUE! | #VALUE! | #VALUE! | #VALUE! | #VALUE! |  |  |  |  | 0 | 0 | 0 |  |  |  |  | 0 | 0 | 0 | -1.1382e-05 | #VALUE! | #VALUE! | #VALUE! | #VALUE! | #VALUE! | #VALUE! | -0.00011183 | #VALUE! | #VALUE! | #VALUE! | #VALUE! | #VALUE! | #VALUE! |  |  |  |  | 0 | 0 | 0 | 457257.685 | #VALUE! | #VALUE! | #VALUE! | #VALUE! | #VALUE! | #VALUE! | -0.00096166 | #VALUE! | #VALUE! | #VALUE! | #VALUE! | #VALUE! | #VALUE! |  |  |  |  | 0 | 0 | 0 |  |  |  |  | 0 | 0 | 0 | 0.001478 | #VALUE! | #VALUE! | #VALUE! | #VALUE! | #VALUE! | #VALUE! |  |  |  |  | 0 | 0 | 0 | -3.6837e-13 | #VALUE! | #VALUE! | #VALUE! | #VALUE! | #VALUE! | #VALUE! |  |  |  |  | 0 | 0 | 0 |  |  |  |  | 0 | 0 | 0 | -3.3127e-12 | #VALUE! | #VALUE! | #VALUE! | #VALUE! | #VALUE! | #VALUE! | -0.00027922 | #VALUE! | #VALUE! | #VALUE! | #VALUE! | #VALUE! | #VALUE! |  |  |  |  | 0 | 0 | 0 | -3.6023e-06 | #VALUE! | #VALUE! | #VALUE! | #VALUE! | #VALUE! | #VALUE! | 4.7562e-12 | #VALUE! | #VALUE! | #VALUE! | #VALUE! | #VALUE! | #VALUE! |  |  |  |  | 0 | 0 | 0 | -2.7619e-07 | #VALUE! | #VALUE! | #VALUE! | #VALUE! | #VALUE! | #VALUE! | 1.7829e-12 | #VALUE! | #VALUE! | #VALUE! | #VALUE! | #VALUE! | #VALUE! |  |  |  |  | 0 | 0 | 0 | 4.4829e-08 | #VALUE! | #VALUE! | #VALUE! | #VALUE! | #VALUE! | #VALUE! | 0.00026675 | #VALUE! | #VALUE! | #VALUE! | #VALUE! | #VALUE! | #VALUE! |  |  |  |  | 0 | 0 | 0 | -2.8123e-07 | #VALUE! | #VALUE! | #VALUE! | #VALUE! | #VALUE! | #VALUE! | -2.5289e-05 | #VALUE! | #VALUE! | #VALUE! | #VALUE! | #VALUE! | #VALUE! |  |  |  |  | 0 | 0 | 0 |  |  |  |  | 0 | 0 | 0 |  |  |  |  | 0 | 0 | 0 | -0.00010265 | #VALUE! | #VALUE! | #VALUE! | #VALUE! | #VALUE! | #VALUE! |  |  |  |  | 0 | 0 | 0 | 0.00021586 | #VALUE! | #VALUE! | #VALUE! | #VALUE! | #VALUE! | #VALUE! | 0.0021557 | #VALUE! | #VALUE! | #VALUE! | #VALUE! | #VALUE! | #VALUE! |  |  |  |  | 0 | 0 | 0 | -2.486e-06 | #VALUE! | #VALUE! | #VALUE! | #VALUE! | #VALUE! | #VALUE! | -0.00011379 | #VALUE! | #VALUE! | #VALUE! | #VALUE! | #VALUE! | #VALUE! |  |  |  |  | 0 | 0 | 0 | -1.6264e-05 | #VALUE! | #VALUE! | #VALUE! | #VALUE! | #VALUE! | #VALUE! | 9.6698e-08 | #VALUE! | #VALUE! | #VALUE! | #VALUE! | #VALUE! | #VALUE! |  |  |  |  | 0 | 0 | 0 |  |  |  |  | 0 | 0 | 0 | 2.8269e-06 | #VALUE! | #VALUE! | #VALUE! | #VALUE! | #VALUE! | #VALUE! |  |  |  |  | 0 | 0 | 0 |  |  |  |  | 0 | 0 | 0 | 0.0015579 | #VALUE! | #VALUE! | #VALUE! | #VALUE! | #VALUE! | #VALUE! |  |  |  |  | 0 | 0 | 0 |  |  |  |  | 0 | 0 | 0 | -5.4516e-06 | #VALUE! | #VALUE! | #VALUE! | #VALUE! | #VALUE! | #VALUE! |  |  |  |  | 0 | 0 | 0 |  |  |  |  | 0 | 0 | 0 | 0.0013761 | #VALUE! | #VALUE! | #VALUE! | #VALUE! | #VALUE! | #VALUE! |  |  |  |  | 0 | 0 | 0 |  |  |  |  | 0 | 0 | 0 | 3.9123e-06 | #VALUE! | #VALUE! | #VALUE! | #VALUE! | #VALUE! | #VALUE! |  |  |  |  | 0 | 0 | 0 |  |  |  |  | 0 | 0 | 0 | 0.00013255 | #VALUE! | #VALUE! | #VALUE! | #VALUE! | #VALUE! | #VALUE! |  |  |  |  | 0 | 0 | 0 |  |  |  |  | 0 | 0 | 0 | -1.0081e-05 | #VALUE! | #VALUE! | #VALUE! | #VALUE! | #VALUE! | #VALUE! |  |  |  |  | 0 | 0 | 0 |  |  |  |  | 0 | 0 | 0 | 0.0022516 | #VALUE! | #VALUE! | #VALUE! | #VALUE! | #VALUE! | #VALUE! |  |  |  |  | 0 | 0 | 0 |  |  |  |  | 0 | 0 | 0 |  |  |  |  | 0 | 0 | 0 |  |  |  |  | 0 | 0 | 0 |  |  |  |  | 0 | 0 | 0 |  |  |  |  | 0 | 0 | 0 |  |  |  |  | 0 | 0 | 0 |  |  |  |  | 0 | 0 | 0 |  |  |  |  | 0 | 0 | 0 |  |  |  |  | 0 | 0 | 0 |  |  |  |  | 0 | 0 | 0 |  |  |  |  | 0 | 0 | 0 |  |  |  |  | 0 | 0 | 0 |  |  |  |  | 0 | 0 | 0 |  |  |  |  | 0 | 0 | 0 |  |  |  |  | 0 | 0 | 0 |  |  |  |  | 0 | 0 | 0 |  |  |  |  | 0 | 0 | 0 |  |  |  |  | 0 | 0 | 0 |  |  |  |  | 0 | 0 | 0 |  |  |  |  | 0 | 0 | 0 |  |  |  |  | 0 | 0 | 0 |  |  |  |  | 0 | 0 | 0 |  |  |  |  | 0 | 0 | 0 |  |  |  |  | 0 | 0 | 0 |  |  |  |  | 0 | 0 | 0 | 0.00087667 | #VALUE! | #VALUE! | #VALUE! | #VALUE! | #VALUE! | #VALUE! |  |  |  |  | 0 | 0 | 0 |  |  |  |  | 0 | 0 | 0 |  |  |  |  | 0 | 0 | 0 |  |  |  |  | 0 | 0 | 0 |  |  |  |  | 0 | 0 | 0 |  |  |  |  | 0 | 0 | 0 |  |  |  |  | 0 | 0 | 0 |  |  |  |  | 0 | 0 | 0 |  |  |  |  | 0 | 0 | 0 |  |  |  |  | 0 | 0 | 0
|  |  | 0 | 0 | 0 | -0.00019009 | #VALUE! | #VALUE! | #VALUE! | #VALUE! | #VALUE! | #VALUE! | -5.3846e-05 | #VALUE! | #VALUE! | #VALUE! | #VALUE! | #VALUE! | #VALUE! |  |  |  |  | 0 | 0 | 0 | -3.4413e-07 | #VALUE! | #VALUE! | #VALUE! | #VALUE! | #VALUE! | #VALUE! | -4.3153e-05 | #VALUE! | #VALUE! | #VALUE! | #VALUE! | #VALUE! | #VALUE! | 0.00017335 | #VALUE! | #VALUE! | #VALUE! | #VALUE! | #VALUE! | #VALUE! | 0.00038599 | #VALUE! | #VALUE! | #VALUE! | #VALUE! | #VALUE! | #VALUE! | 0.0018216 | #VALUE! | #VALUE! | #VALUE! | #VALUE! | #VALUE! | #VALUE! | 2.6189e-05 | #VALUE! | #VALUE! | #VALUE! | #VALUE! | #VALUE! | #VALUE! | -0.00018032 | #VALUE! | #VALUE! | #VALUE! | #VALUE! | #VALUE! | #VALUE! | -3.695e-05 | #VALUE! | #VALUE! | #VALUE! | #VALUE! | #VALUE! | #VALUE! | 3.771e-05 | #VALUE! | #VALUE! | #VALUE! | #VALUE! | #VALUE! | #VALUE! | 2.0731e-06 | #VALUE! | #VALUE! | #VALUE! | #VALUE! | #VALUE! | #VALUE! | -0.00023453 | #VALUE! | #VALUE! | #VALUE! | #VALUE! | #VALUE! | #VALUE! |  |  |  |  | 0 | 0 | 0 | 2.2847e-05 | #VALUE! | #VALUE! | #VALUE! | #VALUE! | #VALUE! | #VALUE! | -1.7399e-05 | #VALUE! | #VALUE! | #VALUE! | #VALUE! | #VALUE! | #VALUE! | -3.4821e-07 | #VALUE! | #VALUE! | #VALUE! | #VALUE! | #VALUE! | #VALUE! | 0.00046861 | #VALUE! | #VALUE! | #VALUE! | #VALUE! | #VALUE! | #VALUE! | -0.0001678 | #VALUE! | #VALUE! | #VALUE! | #VALUE! | #VALUE! | #VALUE! | -2.1219e-06 | #VALUE! | #VALUE! | #VALUE! | #VALUE! | #VALUE! | #VALUE! | 7.7292e-05 | #VALUE! | #VALUE! | #VALUE! | #VALUE! | #VALUE! | #VALUE! | -1.5198e-05 | #VALUE! | #VALUE! | #VALUE! | #VALUE! | #VALUE! | #VALUE! | 3.3416e-07 | #VALUE! | #VALUE! | #VALUE! | #VALUE! | #VALUE! | #VALUE! | 2.5262e-06 | #VALUE! | #VALUE! | #VALUE! | #VALUE! | #VALUE! | #VALUE! | -0.0017528 | #VALUE! | #VALUE! | #VALUE! | #VALUE! | #VALUE! | #VALUE! |  |  |  |  | 0 | 0 | 0 | -0.0002158 | #VALUE! | #VALUE! | #VALUE! | #VALUE! | #VALUE! | #VALUE! | -1.9725e-05 | #VALUE! | #VALUE! | #VALUE! | #VALUE! | #VALUE! | #VALUE! | -1.9347e-05 | #VALUE! | #VALUE! | #VALUE! | #VALUE! | #VALUE! | #VALUE! | 1.3403e-05 | #VALUE! | #VALUE! | #VALUE! | #VALUE! | #VALUE! | #VALUE! | -0.0029539 | #VALUE! | #VALUE! | #VALUE! | #VALUE! | #VALUE! | #VALUE! | -2.7081e-06 | #VALUE! | #VALUE! | #VALUE! | #VALUE! | #VALUE! | #VALUE! | 0.00028281 | #VALUE! | #VALUE! | #VALUE! | #VALUE! | #VALUE! | #VALUE! | -2.228e-05 | #VALUE! | #VALUE! | #VALUE! | #VALUE! | #VALUE! | #VALUE! | -1.068e-05 | #VALUE! | #VALUE! | #VALUE! | #VALUE! | #VALUE! | #VALUE! | 2.2016e-05 | #VALUE! | #VALUE! | #VALUE! | #VALUE! | #VALUE! | #VALUE! |  |  |  |  | 0 | 0 | 0 |  |  |  |  | 0 | 0 | 0 | -0.00018381 | #VALUE! | #VALUE! | #VALUE! | #VALUE! | #VALUE! | #VALUE! |  |  |  |  | 0 | 0 | 0 | -0.00062051 | #VALUE! | #VALUE! | #VALUE! | #VALUE! | #VALUE! | #VALUE! | -5.9737e-06 | #VALUE! | #VALUE! | #VALUE! | #VALUE! | #VALUE! | #VALUE! |  |  |  |  | 0 | 0 | 0 | -0.0018287 | #VALUE! | #VALUE! | #VALUE! | #VALUE! | #VALUE! | #VALUE! | -0.0001301 | #VALUE! | #VALUE! | #VALUE! | #VALUE! | #VALUE! | #VALUE! | 5.3569e-05 | #VALUE! | #VALUE! | #VALUE! | #VALUE! | #VALUE! | #VALUE! | 4.8405e-05 | #VALUE! | #VALUE! | #VALUE! | #VALUE! | #VALUE! | #VALUE! | 6.6042e-05 | #VALUE! | #VALUE! | #VALUE! | #VALUE! | #VALUE! | #VALUE! |  |  |  |  | 0 | 0 | 0 | -2.6013e-12 | #VALUE! | #VALUE! | #VALUE! | #VALUE! | #VALUE! | #VALUE! | 1.8654e-05 | #VALUE! | #VALUE! | #VALUE! | #VALUE! | #VALUE! | #VALUE! | -3.4019e-06 | #VALUE! | #VALUE! | #VALUE! | #VALUE! | #VALUE! | #VALUE! | -2.2365e-06 | #VALUE! | #VALUE! | #VALUE! | #VALUE! | #VALUE! | #VALUE! | 1.0061e-06 | #VALUE! | #VALUE! | #VALUE! | #VALUE! | #VALUE! | #VALUE! |  |  |  |  | 0 | 0 | 0 | 9218737.105 | #VALUE! | #VALUE! | #VALUE! | #VALUE! | #VALUE! | #VALUE! | 6.5614e-06 | #VALUE! | #VALUE! | #VALUE! | #VALUE! | #VALUE! | #VALUE! |  |  |  |  | 0 | 0 | 0 | 1.0528e-05 | #VALUE! | #VALUE! | #VALUE! | #VALUE! | #VALUE! | #VALUE! | 8.3443e-05 | #VALUE! | #VALUE! | #VALUE! | #VALUE! | #VALUE! | #VALUE! |  |  |  |  | 0 | 0 | 0 | -1.989e-05 | #VALUE! | #VALUE! | #VALUE! | #VALUE! | #VALUE! | #VALUE! | 2.6788e-05 | #VALUE! | #VALUE! | #VALUE! | #VALUE! | #VALUE! | #VALUE! |  |  |  |  | 0 | 0 | 0 | -1.6998e-07 | #VALUE! | #VALUE! | #VALUE! | #VALUE! | #VALUE! | #VALUE! | 1.8116e-06 | #VALUE! | #VALUE! | #VALUE! | #VALUE! | #VALUE! | #VALUE! |  |  |  |  | 0 | 0 | 0 | -0.0025809 | #VALUE! | #VALUE! | #VALUE! | #VALUE! | #VALUE! | #VALUE! | -0.00023341 | #VALUE! | #VALUE! | #VALUE! | #VALUE! | #VALUE! | #VALUE! |  |  |  |  | 0 | 0 | 0 | -0.00040347 | #VALUE! | #VALUE! | #VALUE! | #VALUE! | #VALUE! | #VALUE! | -0.00020063 | #VALUE! | #VALUE! | #VALUE! | #VALUE! | #VALUE! | #VALUE! | -2.7327e-05 | #VALUE! | #VALUE! | #VALUE! | #VALUE! | #VALUE! | #VALUE! |  |  |  |  | 0 | 0 | 0 | 0.0006121 | #VALUE! | #VALUE! | #VALUE! | #VALUE! | #VALUE! | #VALUE! | 3.8534e-05 | #VALUE! | #VALUE! | #VALUE! | #VALUE! | #VALUE! | #VALUE! |  |  |  |  | 0 | 0 | 0 | -0.0014582 | #VALUE! | #VALUE! | #VALUE! | #VALUE! | #VALUE! | #VALUE! | 6.4174e-05 | #VALUE! | #VALUE! | #VALUE! | #VALUE! | #VALUE! | #VALUE! |  |  |  |  | 0 | 0 | 0 | -1.4546e-05 | #VALUE! | #VALUE! | #VALUE! | #VALUE! | #VALUE! | #VALUE! | 1.111e-07 | #VALUE! | #VALUE! | #VALUE! | #VALUE! | #VALUE! | #VALUE! | -1.5717e-09 | #VALUE! | #VALUE! | #VALUE! | #VALUE! | #VALUE! | #VALUE! | -2.7859e-06 | #VALUE! | #VALUE! | #VALUE! | #VALUE! | #VALUE! | #VALUE! | -1.4747e-10 | #VALUE! | #VALUE! | #VALUE! | #VALUE! | #VALUE! | #VALUE! |  |  |  |  | 0 | 0 | 0 | 4.7834e-05 | #VALUE! | #VALUE! | #VALUE! | #VALUE! | #VALUE! | #VALUE! | 3.1315e-05 | #VALUE! | #VALUE! | #VALUE! | #VALUE! | #VALUE! | #VALUE! |  |  |  |  | 0 | 0 | 0 | 0.00020008 | #VALUE! | #VALUE! | #VALUE! | #VALUE! | #VALUE! | #VALUE! | -3.5276e-05 | #VALUE! | #VALUE! | #VALUE! | #VALUE! | #VALUE! | #VALUE! |  |  |  |  | 0 | 0 | 0 | 0.00026006 | #VALUE! | #VALUE! | #VALUE! | #VALUE! | #VALUE! | #VALUE! | 0.00066348 | #VALUE! | #VALUE! | #VALUE! | #VALUE! | #VALUE! | #VALUE! | -1.6666e-09 | #VALUE! | #VALUE! | #VALUE! | #VALUE! | #VALUE! | #VALUE! | -1.7369e-05 | #VALUE! | #VALUE! | #VALUE! | #VALUE! | #VALUE! | #VALUE! | -1.3332e-10 | #VALUE! | #VALUE! | #VALUE! | #VALUE! | #VALUE! | #VALUE! |  |  |  |  | 0 | 0 | 0 | -2.8922e-05 | #VALUE! | #VALUE! | #VALUE! | #VALUE! | #VALUE! | #VALUE! | 4.3488e-05 | #VALUE! | #VALUE! | #VALUE! | #VALUE! | #VALUE! | #VALUE! | -2.4486e-09 | #VALUE! | #VALUE! | #VALUE! | #VALUE! | #VALUE! | #VALUE! |  |  |  |  | 0 | 0 | 0 | -6.4376e-05 | #VALUE! | #VALUE! | #VALUE! | #VALUE! | #VALUE! | #VALUE! |  |  |  |  | 0 | 0 | 0 |  |  |  |  | 0 | 0 | 0 | -0.00026254 | #VALUE! | #VALUE! | #VALUE! | #VALUE! | #VALUE! | #VALUE! |  |  |  |  | 0 | 0 | 0 |  |  |  |  | 0 | 0 | 0 |  |  |  |  | 0 | 0 | 0 |  |  |  |  | 0 | 0 | 0 |  |  |  |  | 0 | 0 | 0 |  |  |  |  | 0 | 0 | 0 |  |  |  |  | 0 | 0 | 0 |  |  |  |  | 0 | 0 | 0 |  |  |  |  | 0 | 0 | 0 |  |  |  |  | 0 | 0 | 0 |  |  |  |  | 0 | 0 | 0 |  |  |  |  | 0 | 0 | 0 |  |  |  |  | 0 | 0 | 0 |  |  |  |  | 0 | 0 | 0 |  |  |  |  | 0 | 0 | 0 |  |  |  |  | 0 | 0 | 0 |  |  |  |  | 0 | 0 | 0 |  |  |  |  | 0 | 0 | 0 |  |  |  |  | 0 | 0 | 0 |  |  |  |  | 0 | 0 | 0 |  |  |  |  | 0 | 0 | 0 |  |  |  |  | 0 | 0 | 0 |  |  |  |  | 0 | 0 | 0 |  |  |  |  | 0 | 0 | 0 |  |  |  |  | 0 | 0 | 0 |  |  |  |  | 0 | 0 | 0 |  |  |  |  | 0 | 0 | 0 |  |  |  |  | 0 | 0 | 0 |  |  |  |  | 0 | 0 | 0 |  |  |  |  | 0 | 0 | 0 |  |  |  |  | 0 | 0 | 0 |  |  |  |  | 0 | 0 | 0 |  |  |  |  | 0 | 0 | 0 |  |  |  |  | 0 | 0 | 0 |  |  |  |  | 0 | 0 | 0 |  |  |  |  | 0 | 0 | 0 |  |  |  |  | 0 | 0 | 0 |  |  |  |  | 0 | 0 | 0 |  |  |  |  | 0 | 0 | 0 |  |  |  |  | 0 | 0 | 0 | 1.3107e-08 | #VALUE! | #VALUE! | #VALUE! | #VALUE! | #VALUE! | #VALUE! | 1.2124e-07 | #VALUE! | #VALUE! | #VALUE! | #VALUE! | #VALUE! | #VALUE! | -1.776e-06 | #VALUE! | #VALUE! | #VALUE! | #VALUE! | #VALUE! | #VALUE! |  |  |  |  | 0 | 0 | 0 | 3.3398e-05 | #VALUE! | #VALUE! | #VALUE! | #VALUE! | #VALUE! | #VALUE! | -3.1284e-07 | #VALUE! | #VALUE! | #VALUE! | #VALUE! | #VALUE! | #VALUE! | 1.0807e-12 | #VALUE! | #VALUE! | #VALUE! | #VALUE! | #VALUE! | #VALUE! | 99636.34 | #VALUE! | #VALUE! | #VALUE! | #VALUE! | #VALUE! | #VALUE! | -1.0989e-08 | #VALUE! | #VALUE! | #VALUE! | #VALUE! | #VALUE! | #VALUE! | -0.0016953 | #VALUE! | #VALUE! | #VALUE! | #VALUE! | #VALUE! | #VALUE! | -5.2847e-06 | #VALUE! | #VALUE! | #VALUE! | #VALUE! | #VALUE! | #VALUE! |  |  |  |  | 0 | 0 | 0 | -0.00023126 | #VALUE! | #VALUE! | #VALUE! | #VALUE! | #VALUE! | #VALUE! | 0.00013909 | #VALUE! | #VALUE! | #VALUE! | #VALUE! | #VALUE! | #VALUE! | -1.5578e-07 | #VALUE! | #VALUE! | #VALUE! | #VALUE! | #VALUE! | #VALUE! |  |  |  |  | 0 | 0 | 0 | 0.00042563 | #VALUE! | #VALUE! | #VALUE! | #VALUE! | #VALUE! | #VALUE! |  |  |  |  | 0 | 0 | 0 | -0.00034186 | #VALUE! | #VALUE! | #VALUE! | #VALUE! | #VALUE! | #VALUE! | -6.0532e-05 | #VALUE! | #VALUE! | #VALUE! | #VALUE! | #VALUE! | #VALUE! | -9.7064e-09 | #VALUE! | #VALUE! | #VALUE! | #VALUE! | #VALUE! | #VALUE! |  |  |  |  | 0 | 0 | 0 | -6.3123e-06 | #VALUE! | #VALUE! | #VALUE! | #VALUE! | #VALUE! | #VALUE! |  |  |  |  | 0 | 0 | 0 | 0.00040716 | #VALUE! | #VALUE! | #VALUE! | #VALUE! | #VALUE! | #VALUE! | 1.0968e-07 | #VALUE! | #VALUE! | #VALUE! | #VALUE! | #VALUE! | #VALUE! | -4.0623e-14 | #VALUE! | #VALUE! | #VALUE! | #VALUE! | #VALUE! | #VALUE! |  |  |  |  | 0 | 0 | 0 | -3.5232e-05 | #VALUE! | #VALUE! | #VALUE! | #VALUE! | #VALUE! | #VALUE! |  |  |  |  | 0 | 0 | 0 | -6.0513e-05 | #VALUE! | #VALUE! | #VALUE! | #VALUE! | #VALUE! | #VALUE! | 0.00099615 | #VALUE! | #VALUE! | #VALUE! | #VALUE! | #VALUE! | #VALUE! | -7.7641e-07 | #VALUE! | #VALUE! | #VALUE! | #VALUE! | #VALUE! | #VALUE! |  |  |  |  | 0 | 0 | 0 |  |  |  |  | 0 | 0 | 0 |  |  |  |  | 0 | 0 | 0 | 0.00079256 | #VALUE! | #VALUE! | #VALUE! | #VALUE! | #VALUE! | #VALUE! | 4.6494e-05 | #VALUE! | #VALUE! | #VALUE! | #VALUE! | #VALUE! | #VALUE! | -2.4552e-06 | #VALUE! | #VALUE! | #VALUE! | #VALUE! | #VALUE! | #VALUE! |  |  |  |  | 0 | 0 | 0 |  |  |  |  | 0 | 0 | 0 | -1.9087e-07 | #VALUE! | #VALUE! | #VALUE! | #VALUE! | #VALUE! | #VALUE! | 0.001684 | #VALUE! | #VALUE! | #VALUE! | #VALUE! | #VALUE! | #VALUE! |  |  |  |  | 0 | 0 | 0 | -4.8949e-07 | #VALUE! | #VALUE! | #VALUE! | #VALUE! | #VALUE! | #VALUE! | -1.8342e-05 | #VALUE! | #VALUE! | #VALUE! | #VALUE! | #VALUE! | #VALUE! |  |  |  |  | 0 | 0 | 0 |  |  |  |  | 0 | 0 | 0 | -0.056973 | #VALUE! | #VALUE! | #VALUE! | #VALUE! | #VALUE! | #VALUE! |  |  |  |  | 0 | 0 | 0 | 6083426.4297 | #VALUE! | #VALUE! | #VALUE! | #VALUE! | #VALUE! | #VALUE! |  |  |  |  | 0 | 0 | 0 |  |  |  |  | 0 | 0 | 0 | -1.4434e-05 | #VALUE! | #VALUE! | #VALUE! | #VALUE! | #VALUE! | #VALUE! | -5.9018e-07 | #VALUE! | #VALUE! | #VALUE! | #VALUE! | #VALUE! | #VALUE! |  |  |  |  | 0 | 0 | 0 | 9.8379e-05 | #VALUE! | #VALUE! | #VALUE! | #VALUE! | #VALUE! | #VALUE! | 1.2018e-05 | #VALUE! | #VALUE! | #VALUE! | #VALUE! | #VALUE! | #VALUE! |  |  |  |  | 0 | 0 | 0 | -2.897e-06 | #VALUE! | #VALUE! | #VALUE! | #VALUE! | #VALUE! | #VALUE! | 1.9371e-05 | #VALUE! | #VALUE! | #VALUE! | #VALUE! | #VALUE! | #VALUE! |  |  |  |  | 0 | 0 | 0 | -3.5504e-06 | #VALUE! | #VALUE! | #VALUE! | #VALUE! | #VALUE! | #VALUE! | 2.4099e-12 | #VALUE! | #VALUE! | #VALUE! | #VALUE! | #VALUE! | #VALUE! |  |  |  |  | 0 | 0 | 0 | -3.0454e-06 | #VALUE! | #VALUE! | #VALUE! | #VALUE! | #VALUE! | #VALUE! | 0.00084554 | #VALUE! | #VALUE! | #VALUE! | #VALUE! | #VALUE! | #VALUE! |  |  |  |  | 0 | 0 | 0 |  |  |  |  | 0 | 0 | 0 |  |  |  |  | 0 | 0 | 0 | 3.0833e-06 | #VALUE! | #VALUE! | #VALUE! | #VALUE! | #VALUE! | #VALUE! |  |  |  |  | 0 | 0 | 0 |  |  |  |  | 0 | 0 | 0 | -7.4432e-05 | #VALUE! | #VALUE! | #VALUE! | #VALUE! | #VALUE! | #VALUE! |  |  |  |  | 0 | 0 | 0 | -2.5235e-06 | #VALUE! | #VALUE! | #VALUE! | #VALUE! | #VALUE! | #VALUE! | 3.1576e-06 | #VALUE! | #VALUE! | #VALUE! | #VALUE! | #VALUE! | #VALUE! |  |  |  |  | 0 | 0 | 0 | 0.00025213 | #VALUE! | #VALUE! | #VALUE! | #VALUE! | #VALUE! | #VALUE! | -8208.7993 | #VALUE! | #VALUE! | #VALUE! | #VALUE! | #VALUE! | #VALUE! |  |  |  |  | 0 | 0 | 0 |  |  |  |  | 0 | 0 | 0 | -5.4327e-06 | #VALUE! | #VALUE! | #VALUE! | #VALUE! | #VALUE! | #VALUE! |  |  |  |  | 0 | 0 | 0 |  |  |  |  | 0 | 0 | 0 | -7.2587e-05 | #VALUE! | #VALUE! | #VALUE! | #VALUE! | #VALUE! | #VALUE! |  |  |  |  | 0 | 0 | 0 |  |  |  |  | 0 | 0 | 0 | -1.7008e-05 | #VALUE! | #VALUE! | #VALUE! | #VALUE! | #VALUE! | #VALUE! |  |  |  |  | 0 | 0 | 0 |  |  |  |  | 0 | 0 | 0 | -0.0017662 | #VALUE! | #VALUE! | #VALUE! | #VALUE! | #VALUE! | #VALUE! |  |  |  |  | 0 | 0 | 0 |  |  |  |  | 0 | 0 | 0 | -7.5334e-06 | #VALUE! | #VALUE! | #VALUE! | #VALUE! | #VALUE! | #VALUE! |  |  |  |  | 0 | 0 | 0 |  |  |  |  | 0 | 0 | 0 | 0.0017885 | #VALUE! | #VALUE! | #VALUE! | #VALUE! | #VALUE! | #VALUE! |  |  |  |  | 0 | 0 | 0 |  |  |  |  | 0 | 0 | 0 | -3.3514e-05 | #VALUE! | #VALUE! | #VALUE! | #VALUE! | #VALUE! | #VALUE! |  |  |  |  | 0 | 0 | 0 |  |  |  |  | 0 | 0 | 0 | -0.0053156 | #VALUE! | #VALUE! | #VALUE! | #VALUE! | #VALUE! | #VALUE! |  |  |  |  | 0 | 0 | 0 |  |  |  |  | 0 | 0 | 0 |  |  |  |  | 0 | 0 | 0 |  |  |  |  | 0 | 0 | 0 |  |  |  |  | 0 | 0 | 0 |  |  |  |  | 0 | 0 | 0 |  |  |  |  | 0 | 0 | 0 |  |  |  |  | 0 | 0 | 0 |  |  |  |  | 0 | 0 | 0 |  |  |  |  | 0 | 0 | 0 |  |  |  |  | 0 | 0 | 0 |  |  |  |  | 0 | 0 | 0 |  |  |  |  | 0 | 0 | 0 |  |  |  |  | 0 | 0 | 0 |  |  |  |  | 0 | 0 | 0 |  |  |  |  | 0 | 0 | 0 |  |  |  |  | 0 | 0 | 0 |  |  |  |  | 0 | 0 | 0 |  |  |  |  | 0 | 0 | 0 |  |  |  |  | 0 | 0 | 0 |  |  |  |  | 0 | 0 | 0 |  |  |  |  | 0 | 0 | 0 |  |  |  |  | 0 | 0 | 0 |  |  |  |  | 0 | 0 | 0 |  |  |  |  | 0 | 0 | 0 |  |  |  |  | 0 | 0 | 0 | -1.1603e-06 | #VALUE! | #VALUE! | #VALUE! | #VALUE! | #VALUE! | #VALUE! |  |  |  |  | 0 | 0 | 0 |  |  |  |  | 0 | 0 | 0 |  |  |  |  | 0 | 0 | 0 |  |  |  |  | 0 | 0 | 0 |  |  |  |  | 0 | 0 | 0 |  |  |  |  | 0 | 0 | 0 |  |  |  |  | 0 | 0 | 0 |  |  |  |  | 0 | 0 | 0 |  |  |  |  | 0 | 0 | 0 |  |  |  |  | 0 | 0 | 0
|  |  | 0 | 0 | 0 | -1.7177e-05 | #VALUE! | #VALUE! | #VALUE! | #VALUE! | #VALUE! | #VALUE! | 0.00050889 | #VALUE! | #VALUE! | #VALUE! | #VALUE! | #VALUE! | #VALUE! |  |  |  |  | 0 | 0 | 0 | 1.5688e-05 | #VALUE! | #VALUE! | #VALUE! | #VALUE! | #VALUE! | #VALUE! | 7.1038e-06 | #VALUE! | #VALUE! | #VALUE! | #VALUE! | #VALUE! | #VALUE! | 4.3471e-07 | #VALUE! | #VALUE! | #VALUE! | #VALUE! | #VALUE! | #VALUE! | 2.8701e-06 | #VALUE! | #VALUE! | #VALUE! | #VALUE! | #VALUE! | #VALUE! | 0.00045638 | #VALUE! | #VALUE! | #VALUE! | #VALUE! | #VALUE! | #VALUE! | 3.9548e-05 | #VALUE! | #VALUE! | #VALUE! | #VALUE! | #VALUE! | #VALUE! | -2.0114e-09 | #VALUE! | #VALUE! | #VALUE! | #VALUE! | #VALUE! | #VALUE! | 6.7779e-06 | #VALUE! | #VALUE! | #VALUE! | #VALUE! | #VALUE! | #VALUE! | -4.0757e-06 | #VALUE! | #VALUE! | #VALUE! | #VALUE! | #VALUE! | #VALUE! | 4.2654e-06 | #VALUE! | #VALUE! | #VALUE! | #VALUE! | #VALUE! | #VALUE! | -0.0014905 | #VALUE! | #VALUE! | #VALUE! | #VALUE! | #VALUE! | #VALUE! |  |  |  |  | 0 | 0 | 0 | -2891.9156 | #VALUE! | #VALUE! | #VALUE! | #VALUE! | #VALUE! | #VALUE! | -1.1217e-05 | #VALUE! | #VALUE! | #VALUE! | #VALUE! | #VALUE! | #VALUE! | 4.4679e-06 | #VALUE! | #VALUE! | #VALUE! | #VALUE! | #VALUE! | #VALUE! | 2.0521e-06 | #VALUE! | #VALUE! | #VALUE! | #VALUE! | #VALUE! | #VALUE! | -0.0010663 | #VALUE! | #VALUE! | #VALUE! | #VALUE! | #VALUE! | #VALUE! | 0.00011559 | #VALUE! | #VALUE! | #VALUE! | #VALUE! | #VALUE! | #VALUE! | -3.55e-05 | #VALUE! | #VALUE! | #VALUE! | #VALUE! | #VALUE! | #VALUE! | -3.7987e-05 | #VALUE! | #VALUE! | #VALUE! | #VALUE! | #VALUE! | #VALUE! | -2.4287e-05 | #VALUE! | #VALUE! | #VALUE! | #VALUE! | #VALUE! | #VALUE! | 1.4364e-07 | #VALUE! | #VALUE! | #VALUE! | #VALUE! | #VALUE! | #VALUE! | -1.4336e-10 | #VALUE! | #VALUE! | #VALUE! | #VALUE! | #VALUE! | #VALUE! |  |  |  |  | 0 | 0 | 0 | -2.5279e-09 | #VALUE! | #VALUE! | #VALUE! | #VALUE! | #VALUE! | #VALUE! | -5.022e-05 | #VALUE! | #VALUE! | #VALUE! | #VALUE! | #VALUE! | #VALUE! | 1.0603e-05 | #VALUE! | #VALUE! | #VALUE! | #VALUE! | #VALUE! | #VALUE! | 5.9359e-07 | #VALUE! | #VALUE! | #VALUE! | #VALUE! | #VALUE! | #VALUE! | -0.00025804 | #VALUE! | #VALUE! | #VALUE! | #VALUE! | #VALUE! | #VALUE! | 7.8672e-05 | #VALUE! | #VALUE! | #VALUE! | #VALUE! | #VALUE! | #VALUE! | 0.0014701 | #VALUE! | #VALUE! | #VALUE! | #VALUE! | #VALUE! | #VALUE! | -1.785e-05 | #VALUE! | #VALUE! | #VALUE! | #VALUE! | #VALUE! | #VALUE! | -4.7177e-05 | #VALUE! | #VALUE! | #VALUE! | #VALUE! | #VALUE! | #VALUE! | 0.00043039 | #VALUE! | #VALUE! | #VALUE! | #VALUE! | #VALUE! | #VALUE! |  |  |  |  | 0 | 0 | 0 |  |  |  |  | 0 | 0 | 0 | -0.00019486 | #VALUE! | #VALUE! | #VALUE! | #VALUE! | #VALUE! | #VALUE! |  |  |  |  | 0 | 0 | 0 | 0.00016148 | #VALUE! | #VALUE! | #VALUE! | #VALUE! | #VALUE! | #VALUE! | 9.4746e-07 | #VALUE! | #VALUE! | #VALUE! | #VALUE! | #VALUE! | #VALUE! |  |  |  |  | 0 | 0 | 0 | 9730420.9532 | #VALUE! | #VALUE! | #VALUE! | #VALUE! | #VALUE! | #VALUE! | -1.2605e-09 | #VALUE! | #VALUE! | #VALUE! | #VALUE! | #VALUE! | #VALUE! |  |  |  |  | 0 | 0 | 0 | 2.0737e-09 | #VALUE! | #VALUE! | #VALUE! | #VALUE! | #VALUE! | #VALUE! | 0.00048348 | #VALUE! | #VALUE! | #VALUE! | #VALUE! | #VALUE! | #VALUE! |  |  |  |  | 0 | 0 | 0 | -1.1127e-05 | #VALUE! | #VALUE! | #VALUE! | #VALUE! | #VALUE! | #VALUE! | -1944.3541 | #VALUE! | #VALUE! | #VALUE! | #VALUE! | #VALUE! | #VALUE! | -6.8863e-05 | #VALUE! | #VALUE! | #VALUE! | #VALUE! | #VALUE! | #VALUE! | 6.0071e-05 | #VALUE! | #VALUE! | #VALUE! | #VALUE! | #VALUE! | #VALUE! | -1.428e-05 | #VALUE! | #VALUE! | #VALUE! | #VALUE! | #VALUE! | #VALUE! |  |  |  |  | 0 | 0 | 0 | -1.3376e-05 | #VALUE! | #VALUE! | #VALUE! | #VALUE! | #VALUE! | #VALUE! | -5.1873e-07 | #VALUE! | #VALUE! | #VALUE! | #VALUE! | #VALUE! | #VALUE! |  |  |  |  | 0 | 0 | 0 | 4.2475e-05 | #VALUE! | #VALUE! | #VALUE! | #VALUE! | #VALUE! | #VALUE! | -4.6339e-05 | #VALUE! | #VALUE! | #VALUE! | #VALUE! | #VALUE! | #VALUE! |  |  |  |  | 0 | 0 | 0 | -2.8676e-07 | #VALUE! | #VALUE! | #VALUE! | #VALUE! | #VALUE! | #VALUE! | 21597.6134 | #VALUE! | #VALUE! | #VALUE! | #VALUE! | #VALUE! | #VALUE! |  |  |  |  | 0 | 0 | 0 | 7.7162e-05 | #VALUE! | #VALUE! | #VALUE! | #VALUE! | #VALUE! | #VALUE! | -5.8984e-05 | #VALUE! | #VALUE! | #VALUE! | #VALUE! | #VALUE! | #VALUE! |  |  |  |  | 0 | 0 | 0 | 3.4722e-06 | #VALUE! | #VALUE! | #VALUE! | #VALUE! | #VALUE! | #VALUE! | 9.5533e-05 | #VALUE! | #VALUE! | #VALUE! | #VALUE! | #VALUE! | #VALUE! |  |  |  |  | 0 | 0 | 0 | 0.00012123 | #VALUE! | #VALUE! | #VALUE! | #VALUE! | #VALUE! | #VALUE! | -0.00031026 | #VALUE! | #VALUE! | #VALUE! | #VALUE! | #VALUE! | #VALUE! | -1.4297e-10 | #VALUE! | #VALUE! | #VALUE! | #VALUE! | #VALUE! | #VALUE! |  |  |  |  | 0 | 0 | 0 | 6.9191e-05 | #VALUE! | #VALUE! | #VALUE! | #VALUE! | #VALUE! | #VALUE! | 1.1317e-07 | #VALUE! | #VALUE! | #VALUE! | #VALUE! | #VALUE! | #VALUE! |  |  |  |  | 0 | 0 | 0 | -3326.7526 | #VALUE! | #VALUE! | #VALUE! | #VALUE! | #VALUE! | #VALUE! | 0.0011055 | #VALUE! | #VALUE! | #VALUE! | #VALUE! | #VALUE! | #VALUE! |  |  |  |  | 0 | 0 | 0 | 6.7609e-05 | #VALUE! | #VALUE! | #VALUE! | #VALUE! | #VALUE! | #VALUE! | 0.0013507 | #VALUE! | #VALUE! | #VALUE! | #VALUE! | #VALUE! | #VALUE! | 7.3796e-08 | #VALUE! | #VALUE! | #VALUE! | #VALUE! | #VALUE! | #VALUE! | -7.3899e-06 | #VALUE! | #VALUE! | #VALUE! | #VALUE! | #VALUE! | #VALUE! | -6.7288e-05 | #VALUE! | #VALUE! | #VALUE! | #VALUE! | #VALUE! | #VALUE! |  |  |  |  | 0 | 0 | 0 | 0.00061119 | #VALUE! | #VALUE! | #VALUE! | #VALUE! | #VALUE! | #VALUE! | 1.0305e-07 | #VALUE! | #VALUE! | #VALUE! | #VALUE! | #VALUE! | #VALUE! |  |  |  |  | 0 | 0 | 0 | -0.00031828 | #VALUE! | #VALUE! | #VALUE! | #VALUE! | #VALUE! | #VALUE! | 0.00070787 | #VALUE! | #VALUE! | #VALUE! | #VALUE! | #VALUE! | #VALUE! |  |  |  |  | 0 | 0 | 0 | -1.5742e-05 | #VALUE! | #VALUE! | #VALUE! | #VALUE! | #VALUE! | #VALUE! | 8.3014e-05 | #VALUE! | #VALUE! | #VALUE! | #VALUE! | #VALUE! | #VALUE! | 5.8851e-08 | #VALUE! | #VALUE! | #VALUE! | #VALUE! | #VALUE! | #VALUE! | 3.7133e-06 | #VALUE! | #VALUE! | #VALUE! | #VALUE! | #VALUE! | #VALUE! | 1.8584e-05 | #VALUE! | #VALUE! | #VALUE! | #VALUE! | #VALUE! | #VALUE! |  |  |  |  | 0 | 0 | 0 | 7.5813e-07 | #VALUE! | #VALUE! | #VALUE! | #VALUE! | #VALUE! | #VALUE! | 1.1443e-07 | #VALUE! | #VALUE! | #VALUE! | #VALUE! | #VALUE! | #VALUE! | 9.6798e-08 | #VALUE! | #VALUE! | #VALUE! | #VALUE! | #VALUE! | #VALUE! |  |  |  |  | 0 | 0 | 0 | 0.0011904 | #VALUE! | #VALUE! | #VALUE! | #VALUE! | #VALUE! | #VALUE! |  |  |  |  | 0 | 0 | 0 |  |  |  |  | 0 | 0 | 0 | 5.2167e-05 | #VALUE! | #VALUE! | #VALUE! | #VALUE! | #VALUE! | #VALUE! |  |  |  |  | 0 | 0 | 0 |  |  |  |  | 0 | 0 | 0 |  |  |  |  | 0 | 0 | 0 |  |  |  |  | 0 | 0 | 0 |  |  |  |  | 0 | 0 | 0 |  |  |  |  | 0 | 0 | 0 |  |  |  |  | 0 | 0 | 0 |  |  |  |  | 0 | 0 | 0 |  |  |  |  | 0 | 0 | 0 |  |  |  |  | 0 | 0 | 0 |  |  |  |  | 0 | 0 | 0 |  |  |  |  | 0 | 0 | 0 |  |  |  |  | 0 | 0 | 0 |  |  |  |  | 0 | 0 | 0 |  |  |  |  | 0 | 0 | 0 |  |  |  |  | 0 | 0 | 0 |  |  |  |  | 0 | 0 | 0 |  |  |  |  | 0 | 0 | 0 |  |  |  |  | 0 | 0 | 0 |  |  |  |  | 0 | 0 | 0 |  |  |  |  | 0 | 0 | 0 |  |  |  |  | 0 | 0 | 0 |  |  |  |  | 0 | 0 | 0 |  |  |  |  | 0 | 0 | 0 |  |  |  |  | 0 | 0 | 0 |  |  |  |  | 0 | 0 | 0 |  |  |  |  | 0 | 0 | 0 |  |  |  |  | 0 | 0 | 0 |  |  |  |  | 0 | 0 | 0 |  |  |  |  | 0 | 0 | 0 |  |  |  |  | 0 | 0 | 0 |  |  |  |  | 0 | 0 | 0 |  |  |  |  | 0 | 0 | 0 |  |  |  |  | 0 | 0 | 0 |  |  |  |  | 0 | 0 | 0 |  |  |  |  | 0 | 0 | 0 |  |  |  |  | 0 | 0 | 0 |  |  |  |  | 0 | 0 | 0 |  |  |  |  | 0 | 0 | 0 |  |  |  |  | 0 | 0 | 0 | -0.00017925 | #VALUE! | #VALUE! | #VALUE! | #VALUE! | #VALUE! | #VALUE! | 130500.718 | #VALUE! | #VALUE! | #VALUE! | #VALUE! | #VALUE! | #VALUE! | 6.7685e-05 | #VALUE! | #VALUE! | #VALUE! | #VALUE! | #VALUE! | #VALUE! |  |  |  |  | 0 | 0 | 0 | -7.8547e-05 | #VALUE! | #VALUE! | #VALUE! | #VALUE! | #VALUE! | #VALUE! | -1.948e-06 | #VALUE! | #VALUE! | #VALUE! | #VALUE! | #VALUE! | #VALUE! | 2.8397e-05 | #VALUE! | #VALUE! | #VALUE! | #VALUE! | #VALUE! | #VALUE! | 0.0014611 | #VALUE! | #VALUE! | #VALUE! | #VALUE! | #VALUE! | #VALUE! | -1.9737e-07 | #VALUE! | #VALUE! | #VALUE! | #VALUE! | #VALUE! | #VALUE! |  |  |  |  | 0 | 0 | 0 | -3.2116e-05 | #VALUE! | #VALUE! | #VALUE! | #VALUE! | #VALUE! | #VALUE! |  |  |  |  | 0 | 0 | 0 |  |  |  |  | 0 | 0 | 0 | 0.001529 | #VALUE! | #VALUE! | #VALUE! | #VALUE! | #VALUE! | #VALUE! | 7.4967e-06 | #VALUE! | #VALUE! | #VALUE! | #VALUE! | #VALUE! | #VALUE! |  |  |  |  | 0 | 0 | 0 |  |  |  |  | 0 | 0 | 0 |  |  |  |  | 0 | 0 | 0 | -0.00017689 | #VALUE! | #VALUE! | #VALUE! | #VALUE! | #VALUE! | #VALUE! | -2.1431e-05 | #VALUE! | #VALUE! | #VALUE! | #VALUE! | #VALUE! | #VALUE! | -2.7799e-07 | #VALUE! | #VALUE! | #VALUE! | #VALUE! | #VALUE! | #VALUE! |  |  |  |  | 0 | 0 | 0 | -3.4941e-05 | #VALUE! | #VALUE! | #VALUE! | #VALUE! | #VALUE! | #VALUE! |  |  |  |  | 0 | 0 | 0 |  |  |  |  | 0 | 0 | 0 | 0.0010758 | #VALUE! | #VALUE! | #VALUE! | #VALUE! | #VALUE! | #VALUE! | -4.061e-07 | #VALUE! | #VALUE! | #VALUE! | #VALUE! | #VALUE! | #VALUE! |  |  |  |  | 0 | 0 | 0 | 0.00069805 | #VALUE! | #VALUE! | #VALUE! | #VALUE! | #VALUE! | #VALUE! |  |  |  |  | 0 | 0 | 0 | 0.00215 | #VALUE! | #VALUE! | #VALUE! | #VALUE! | #VALUE! | #VALUE! | 0.00010369 | #VALUE! | #VALUE! | #VALUE! | #VALUE! | #VALUE! | #VALUE! | -5.0919e-09 | #VALUE! | #VALUE! | #VALUE! | #VALUE! | #VALUE! | #VALUE! |  |  |  |  | 0 | 0 | 0 |  |  |  |  | 0 | 0 | 0 |  |  |  |  | 0 | 0 | 0 | -0.019478 | #VALUE! | #VALUE! | #VALUE! | #VALUE! | #VALUE! | #VALUE! |  |  |  |  | 0 | 0 | 0 | 6.9576e-05 | #VALUE! | #VALUE! | #VALUE! | #VALUE! | #VALUE! | #VALUE! |  |  |  |  | 0 | 0 | 0 |  |  |  |  | 0 | 0 | 0 | -2.398e-06 | #VALUE! | #VALUE! | #VALUE! | #VALUE! | #VALUE! | #VALUE! | -0.0018968 | #VALUE! | #VALUE! | #VALUE! | #VALUE! | #VALUE! | #VALUE! |  |  |  |  | 0 | 0 | 0 | 5.93e-09 | #VALUE! | #VALUE! | #VALUE! | #VALUE! | #VALUE! | #VALUE! | 0.00011856 | #VALUE! | #VALUE! | #VALUE! | #VALUE! | #VALUE! | #VALUE! |  |  |  |  | 0 | 0 | 0 |  |  |  |  | 0 | 0 | 0 | 0.074157 | #VALUE! | #VALUE! | #VALUE! | #VALUE! | #VALUE! | #VALUE! |  |  |  |  | 0 | 0 | 0 | -1.2103e-05 | #VALUE! | #VALUE! | #VALUE! | #VALUE! | #VALUE! | #VALUE! |  |  |  |  | 0 | 0 | 0 |  |  |  |  | 0 | 0 | 0 | -2.6515e-07 | #VALUE! | #VALUE! | #VALUE! | #VALUE! | #VALUE! | #VALUE! | -0.00015542 | #VALUE! | #VALUE! | #VALUE! | #VALUE! | #VALUE! | #VALUE! |  |  |  |  | 0 | 0 | 0 | -0.00079568 | #VALUE! | #VALUE! | #VALUE! | #VALUE! | #VALUE! | #VALUE! | 4.8202e-07 | #VALUE! | #VALUE! | #VALUE! | #VALUE! | #VALUE! | #VALUE! |  |  |  |  | 0 | 0 | 0 | 0.00010349 | #VALUE! | #VALUE! | #VALUE! | #VALUE! | #VALUE! | #VALUE! | 9.6385e-06 | #VALUE! | #VALUE! | #VALUE! | #VALUE! | #VALUE! | #VALUE! |  |  |  |  | 0 | 0 | 0 | 0.00010183 | #VALUE! | #VALUE! | #VALUE! | #VALUE! | #VALUE! | #VALUE! | 7.3449e-06 | #VALUE! | #VALUE! | #VALUE! | #VALUE! | #VALUE! | #VALUE! |  |  |  |  | 0 | 0 | 0 | 7.7792e-05 | #VALUE! | #VALUE! | #VALUE! | #VALUE! | #VALUE! | #VALUE! |  |  |  |  | 0 | 0 | 0 |  |  |  |  | 0 | 0 | 0 |  |  |  |  | 0 | 0 | 0 |  |  |  |  | 0 | 0 | 0 | -4.1344e-06 | #VALUE! | #VALUE! | #VALUE! | #VALUE! | #VALUE! | #VALUE! |  |  |  |  | 0 | 0 | 0 |  |  |  |  | 0 | 0 | 0 | 0.00015731 | #VALUE! | #VALUE! | #VALUE! | #VALUE! | #VALUE! | #VALUE! |  |  |  |  | 0 | 0 | 0 |  |  |  |  | 0 | 0 | 0 | -4.7702e-06 | #VALUE! | #VALUE! | #VALUE! | #VALUE! | #VALUE! | #VALUE! |  |  |  |  | 0 | 0 | 0 |  |  |  |  | 0 | 0 | 0 | 0.0017603 | #VALUE! | #VALUE! | #VALUE! | #VALUE! | #VALUE! | #VALUE! |  |  |  |  | 0 | 0 | 0 |  |  |  |  | 0 | 0 | 0 | -2.163e-05 | #VALUE! | #VALUE! | #VALUE! | #VALUE! | #VALUE! | #VALUE! |  |  |  |  | 0 | 0 | 0 |  |  |  |  | 0 | 0 | 0 | 0.00013644 | #VALUE! | #VALUE! | #VALUE! | #VALUE! | #VALUE! | #VALUE! |  |  |  |  | 0 | 0 | 0 |  |  |  |  | 0 | 0 | 0 | 7.3673e-06 | #VALUE! | #VALUE! | #VALUE! | #VALUE! | #VALUE! | #VALUE! |  |  |  |  | 0 | 0 | 0 |  |  |  |  | 0 | 0 | 0 | -0.0011189 | #VALUE! | #VALUE! | #VALUE! | #VALUE! | #VALUE! | #VALUE! |  |  |  |  | 0 | 0 | 0 |  |  |  |  | 0 | 0 | 0 | -2.5636e-05 | #VALUE! | #VALUE! | #VALUE! | #VALUE! | #VALUE! | #VALUE! |  |  |  |  | 0 | 0 | 0 |  |  |  |  | 0 | 0 | 0 | -0.003701 | #VALUE! | #VALUE! | #VALUE! | #VALUE! | #VALUE! | #VALUE! |  |  |  |  | 0 | 0 | 0 |  |  |  |  | 0 | 0 | 0 | 1.7593e-05 | #VALUE! | #VALUE! | #VALUE! | #VALUE! | #VALUE! | #VALUE! |  |  |  |  | 0 | 0 | 0 |  |  |  |  | 0 | 0 | 0 | -6.7581e-05 | #VALUE! | #VALUE! | #VALUE! | #VALUE! | #VALUE! | #VALUE! |  |  |  |  | 0 | 0 | 0 |  |  |  |  | 0 | 0 | 0 |  |  |  |  | 0 | 0 | 0 |  |  |  |  | 0 | 0 | 0 |  |  |  |  | 0 | 0 | 0 |  |  |  |  | 0 | 0 | 0 |  |  |  |  | 0 | 0 | 0 |  |  |  |  | 0 | 0 | 0 |  |  |  |  | 0 | 0 | 0 |  |  |  |  | 0 | 0 | 0 |  |  |  |  | 0 | 0 | 0 |  |  |  |  | 0 | 0 | 0 |  |  |  |  | 0 | 0 | 0 |  |  |  |  | 0 | 0 | 0 |  |  |  |  | 0 | 0 | 0 |  |  |  |  | 0 | 0 | 0 |  |  |  |  | 0 | 0 | 0 |  |  |  |  | 0 | 0 | 0 |  |  |  |  | 0 | 0 | 0 |  |  |  |  | 0 | 0 | 0 |  |  |  |  | 0 | 0 | 0 |  |  |  |  | 0 | 0 | 0 |  |  |  |  | 0 | 0 | 0 |  |  |  |  | 0 | 0 | 0 |  |  |  |  | 0 | 0 | 0 |  |  |  |  | 0 | 0 | 0 |  |  |  |  | 0 | 0 | 0 |  |  |  |  | 0 | 0 | 0 |  |  |  |  | 0 | 0 | 0 |  |  |  |  | 0 | 0 | 0 |  |  |  |  | 0 | 0 | 0 |  |  |  |  | 0 | 0 | 0 |  |  |  |  | 0 | 0 | 0 |  |  |  |  | 0 | 0 | 0 |  |  |  |  | 0 | 0 | 0 |  |  |  |  | 0 | 0 | 0 |  |  |  |  | 0 | 0 | 0
|  |  | 0 | 0 | 0 | 0.0015089 | #VALUE! | #VALUE! | #VALUE! | #VALUE! | #VALUE! | #VALUE! |  |  |  |  | 0 | 0 | 0 |  |  |  |  | 0 | 0 | 0 | -3.7211e-06 | #VALUE! | #VALUE! | #VALUE! | #VALUE! | #VALUE! | #VALUE! | -1.0561e-05 | #VALUE! | #VALUE! | #VALUE! | #VALUE! | #VALUE! | #VALUE! | 1.4498e-05 | #VALUE! | #VALUE! | #VALUE! | #VALUE! | #VALUE! | #VALUE! | 1.1089e-07 | #VALUE! | #VALUE! | #VALUE! | #VALUE! | #VALUE! | #VALUE! | 7.4162e-05 | #VALUE! | #VALUE! | #VALUE! | #VALUE! | #VALUE! | #VALUE! | -0.0023148 | #VALUE! | #VALUE! | #VALUE! | #VALUE! | #VALUE! | #VALUE! | 1.7461e-05 | #VALUE! | #VALUE! | #VALUE! | #VALUE! | #VALUE! | #VALUE! | -1.2257e-05 | #VALUE! | #VALUE! | #VALUE! | #VALUE! | #VALUE! | #VALUE! | 2.432e-09 | #VALUE! | #VALUE! | #VALUE! | #VALUE! | #VALUE! | #VALUE! | 0.00010065 | #VALUE! | #VALUE! | #VALUE! | #VALUE! | #VALUE! | #VALUE! | -1.0693e-10 | #VALUE! | #VALUE! | #VALUE! | #VALUE! | #VALUE! | #VALUE! |  |  |  |  | 0 | 0 | 0 | -0.00025819 | #VALUE! | #VALUE! | #VALUE! | #VALUE! | #VALUE! | #VALUE! | -6.6209e-05 | #VALUE! | #VALUE! | #VALUE! | #VALUE! | #VALUE! | #VALUE! | -4.0652e-05 | #VALUE! | #VALUE! | #VALUE! | #VALUE! | #VALUE! | #VALUE! | -1730023.7529 | #VALUE! | #VALUE! | #VALUE! | #VALUE! | #VALUE! | #VALUE! | -1.5201e-10 | #VALUE! | #VALUE! | #VALUE! | #VALUE! | #VALUE! | #VALUE! |  |  |  |  | 0 | 0 | 0 | -3.6611e-06 | #VALUE! | #VALUE! | #VALUE! | #VALUE! | #VALUE! | #VALUE! | -5.7936e-06 | #VALUE! | #VALUE! | #VALUE! | #VALUE! | #VALUE! | #VALUE! | 9.4197e-06 | #VALUE! | #VALUE! | #VALUE! | #VALUE! | #VALUE! | #VALUE! | 4.9211e-07 | #VALUE! | #VALUE! | #VALUE! | #VALUE! | #VALUE! | #VALUE! | -7.095e-05 | #VALUE! | #VALUE! | #VALUE! | #VALUE! | #VALUE! | #VALUE! |  |  |  |  | 0 | 0 | 0 | -0.00043754 | #VALUE! | #VALUE! | #VALUE! | #VALUE! | #VALUE! | #VALUE! | 4.7926e-06 | #VALUE! | #VALUE! | #VALUE! | #VALUE! | #VALUE! | #VALUE! | 8.7376e-07 | #VALUE! | #VALUE! | #VALUE! | #VALUE! | #VALUE! | #VALUE! | -1.9643e-07 | #VALUE! | #VALUE! | #VALUE! | #VALUE! | #VALUE! | #VALUE! | -0.0015886 | #VALUE! | #VALUE! | #VALUE! | #VALUE! | #VALUE! | #VALUE! |  |  |  |  | 0 | 0 | 0 | -8.4537e-05 | #VALUE! | #VALUE! | #VALUE! | #VALUE! | #VALUE! | #VALUE! | -4.6865e-05 | #VALUE! | #VALUE! | #VALUE! | #VALUE! | #VALUE! | #VALUE! | -4.338e-14 | #VALUE! | #VALUE! | #VALUE! | #VALUE! | #VALUE! | #VALUE! | -0.00026809 | #VALUE! | #VALUE! | #VALUE! | #VALUE! | #VALUE! | #VALUE! |  |  |  |  | 0 | 0 | 0 |  |  |  |  | 0 | 0 | 0 | 0.00011872 | #VALUE! | #VALUE! | #VALUE! | #VALUE! | #VALUE! | #VALUE! |  |  |  |  | 0 | 0 | 0 | -6.637e-06 | #VALUE! | #VALUE! | #VALUE! | #VALUE! | #VALUE! | #VALUE! | -9.1682e-06 | #VALUE! | #VALUE! | #VALUE! | #VALUE! | #VALUE! | #VALUE! |  |  |  |  | 0 | 0 | 0 | -1.447e-05 | #VALUE! | #VALUE! | #VALUE! | #VALUE! | #VALUE! | #VALUE! | 2.1121e-05 | #VALUE! | #VALUE! | #VALUE! | #VALUE! | #VALUE! | #VALUE! |  |  |  |  | 0 | 0 | 0 | -6.4163e-06 | #VALUE! | #VALUE! | #VALUE! | #VALUE! | #VALUE! | #VALUE! | -0.00071466 | #VALUE! | #VALUE! | #VALUE! | #VALUE! | #VALUE! | #VALUE! |  |  |  |  | 0 | 0 | 0 | -8.3134e-08 | #VALUE! | #VALUE! | #VALUE! | #VALUE! | #VALUE! | #VALUE! | -5.6572e-05 | #VALUE! | #VALUE! | #VALUE! | #VALUE! | #VALUE! | #VALUE! | 0.00077194 | #VALUE! | #VALUE! | #VALUE! | #VALUE! | #VALUE! | #VALUE! | -0.0007266 | #VALUE! | #VALUE! | #VALUE! | #VALUE! | #VALUE! | #VALUE! | 9.4614e-05 | #VALUE! | #VALUE! | #VALUE! | #VALUE! | #VALUE! | #VALUE! |  |  |  |  | 0 | 0 | 0 | -2.6149e-07 | #VALUE! | #VALUE! | #VALUE! | #VALUE! | #VALUE! | #VALUE! | -2.4404e-06 | #VALUE! | #VALUE! | #VALUE! | #VALUE! | #VALUE! | #VALUE! |  |  |  |  | 0 | 0 | 0 | 1.9166e-09 | #VALUE! | #VALUE! | #VALUE! | #VALUE! | #VALUE! | #VALUE! | 4.955e-13 | #VALUE! | #VALUE! | #VALUE! | #VALUE! | #VALUE! | #VALUE! |  |  |  |  | 0 | 0 | 0 | -2.4456e-06 | #VALUE! | #VALUE! | #VALUE! | #VALUE! | #VALUE! | #VALUE! | -0.00036419 | #VALUE! | #VALUE! | #VALUE! | #VALUE! | #VALUE! | #VALUE! |  |  |  |  | 0 | 0 | 0 | -0.00050008 | #VALUE! | #VALUE! | #VALUE! | #VALUE! | #VALUE! | #VALUE! | 0.00024062 | #VALUE! | #VALUE! | #VALUE! | #VALUE! | #VALUE! | #VALUE! |  |  |  |  | 0 | 0 | 0 | -2.1784e-05 | #VALUE! | #VALUE! | #VALUE! | #VALUE! | #VALUE! | #VALUE! | 0.00050507 | #VALUE! | #VALUE! | #VALUE! | #VALUE! | #VALUE! | #VALUE! |  |  |  |  | 0 | 0 | 0 | -5.2529e-13 | #VALUE! | #VALUE! | #VALUE! | #VALUE! | #VALUE! | #VALUE! | -9.262e-11 | #VALUE! | #VALUE! | #VALUE! | #VALUE! | #VALUE! | #VALUE! | -5.0233e-05 | #VALUE! | #VALUE! | #VALUE! | #VALUE! | #VALUE! | #VALUE! |  |  |  |  | 0 | 0 | 0 | 1.7184e-05 | #VALUE! | #VALUE! | #VALUE! | #VALUE! | #VALUE! | #VALUE! | 0.0016899 | #VALUE! | #VALUE! | #VALUE! | #VALUE! | #VALUE! | #VALUE! |  |  |  |  | 0 | 0 | 0 | 0.0013388 | #VALUE! | #VALUE! | #VALUE! | #VALUE! | #VALUE! | #VALUE! | -0.0030337 | #VALUE! | #VALUE! | #VALUE! | #VALUE! | #VALUE! | #VALUE! |  |  |  |  | 0 | 0 | 0 | 4.2684e-05 | #VALUE! | #VALUE! | #VALUE! | #VALUE! | #VALUE! | #VALUE! | 4.2142e-06 | #VALUE! | #VALUE! | #VALUE! | #VALUE! | #VALUE! | #VALUE! |  |  |  |  | 0 | 0 | 0 | 8.0443e-07 | #VALUE! | #VALUE! | #VALUE! | #VALUE! | #VALUE! | #VALUE! | -5.2061e-06 | #VALUE! | #VALUE! | #VALUE! | #VALUE! | #VALUE! | #VALUE! |  |  |  |  | 0 | 0 | 0 | -0.0027463 | #VALUE! | #VALUE! | #VALUE! | #VALUE! | #VALUE! | #VALUE! | 0.0011717 | #VALUE! | #VALUE! | #VALUE! | #VALUE! | #VALUE! | #VALUE! |  |  |  |  | 0 | 0 | 0 | -0.00036113 | #VALUE! | #VALUE! | #VALUE! | #VALUE! | #VALUE! | #VALUE! |  |  |  |  | 0 | 0 | 0 |  |  |  |  | 0 | 0 | 0 | 2.4849e-05 | #VALUE! | #VALUE! | #VALUE! | #VALUE! | #VALUE! | #VALUE! | 0.00011967 | #VALUE! | #VALUE! | #VALUE! | #VALUE! | #VALUE! | #VALUE! |  |  |  |  | 0 | 0 | 0 |  |  |  |  | 0 | 0 | 0 | -8.8096e-05 | #VALUE! | #VALUE! | #VALUE! | #VALUE! | #VALUE! | #VALUE! |  |  |  |  | 0 | 0 | 0 | -2.163e-06 | #VALUE! | #VALUE! | #VALUE! | #VALUE! | #VALUE! | #VALUE! | 0.0014738 | #VALUE! | #VALUE! | #VALUE! | #VALUE! | #VALUE! | #VALUE! |  |  |  |  | 0 | 0 | 0 |  |  |  |  | 0 | 0 | 0 |  |  |  |  | 0 | 0 | 0 |  |  |  |  | 0 | 0 | 0 |  |  |  |  | 0 | 0 | 0 | 1.0087e-07 | #VALUE! | #VALUE! | #VALUE! | #VALUE! | #VALUE! | #VALUE! |  |  |  |  | 0 | 0 | 0 |  |  |  |  | 0 | 0 | 0 |  |  |  |  | 0 | 0 | 0 |  |  |  |  | 0 | 0 | 0 |  |  |  |  | 0 | 0 | 0 |  |  |  |  | 0 | 0 | 0 |  |  |  |  | 0 | 0 | 0 |  |  |  |  | 0 | 0 | 0 |  |  |  |  | 0 | 0 | 0 |  |  |  |  | 0 | 0 | 0 |  |  |  |  | 0 | 0 | 0 |  |  |  |  | 0 | 0 | 0 |  |  |  |  | 0 | 0 | 0 |  |  |  |  | 0 | 0 | 0 |  |  |  |  | 0 | 0 | 0 |  |  |  |  | 0 | 0 | 0 |  |  |  |  | 0 | 0 | 0 |  |  |  |  | 0 | 0 | 0 |  |  |  |  | 0 | 0 | 0 |  |  |  |  | 0 | 0 | 0 |  |  |  |  | 0 | 0 | 0 |  |  |  |  | 0 | 0 | 0 |  |  |  |  | 0 | 0 | 0 |  |  |  |  | 0 | 0 | 0 |  |  |  |  | 0 | 0 | 0 |  |  |  |  | 0 | 0 | 0 |  |  |  |  | 0 | 0 | 0 |  |  |  |  | 0 | 0 | 0 |  |  |  |  | 0 | 0 | 0 |  |  |  |  | 0 | 0 | 0 |  |  |  |  | 0 | 0 | 0 |  |  |  |  | 0 | 0 | 0 |  |  |  |  | 0 | 0 | 0 |  |  |  |  | 0 | 0 | 0 |  |  |  |  | 0 | 0 | 0 |  |  |  |  | 0 | 0 | 0 |  |  |  |  | 0 | 0 | 0 |  |  |  |  | 0 | 0 | 0 |  |  |  |  | 0 | 0 | 0 |  |  |  |  | 0 | 0 | 0 | 0.004337 | #VALUE! | #VALUE! | #VALUE! | #VALUE! | #VALUE! | #VALUE! | 0.0014596 | #VALUE! | #VALUE! | #VALUE! | #VALUE! | #VALUE! | #VALUE! | 1.1734e-05 | #VALUE! | #VALUE! | #VALUE! | #VALUE! | #VALUE! | #VALUE! |  |  |  |  | 0 | 0 | 0 | 1.359e-06 | #VALUE! | #VALUE! | #VALUE! | #VALUE! | #VALUE! | #VALUE! | 7.6418e-05 | #VALUE! | #VALUE! | #VALUE! | #VALUE! | #VALUE! | #VALUE! | 6.0884e-07 | #VALUE! | #VALUE! | #VALUE! | #VALUE! | #VALUE! | #VALUE! | 0.0001764 | #VALUE! | #VALUE! | #VALUE! | #VALUE! | #VALUE! | #VALUE! | 7.773e-06 | #VALUE! | #VALUE! | #VALUE! | #VALUE! | #VALUE! | #VALUE! |  |  |  |  | 0 | 0 | 0 | 0.00044609 | #VALUE! | #VALUE! | #VALUE! | #VALUE! | #VALUE! | #VALUE! |  |  |  |  | 0 | 0 | 0 |  |  |  |  | 0 | 0 | 0 | -0.0028058 | #VALUE! | #VALUE! | #VALUE! | #VALUE! | #VALUE! | #VALUE! |  |  |  |  | 0 | 0 | 0 |  |  |  |  | 0 | 0 | 0 |  |  |  |  | 0 | 0 | 0 |  |  |  |  | 0 | 0 | 0 |  |  |  |  | 0 | 0 | 0 | -1.1122e-11 | #VALUE! | #VALUE! | #VALUE! | #VALUE! | #VALUE! | #VALUE! | 8.9396e-06 | #VALUE! | #VALUE! | #VALUE! | #VALUE! | #VALUE! | #VALUE! |  |  |  |  | 0 | 0 | 0 | 0.00073673 | #VALUE! | #VALUE! | #VALUE! | #VALUE! | #VALUE! | #VALUE! |  |  |  |  | 0 | 0 | 0 |  |  |  |  | 0 | 0 | 0 | 0.00012105 | #VALUE! | #VALUE! | #VALUE! | #VALUE! | #VALUE! | #VALUE! | -9.3247e-09 | #VALUE! | #VALUE! | #VALUE! | #VALUE! | #VALUE! | #VALUE! |  |  |  |  | 0 | 0 | 0 |  |  |  |  | 0 | 0 | 0 |  |  |  |  | 0 | 0 | 0 | 0.00090661 | #VALUE! | #VALUE! | #VALUE! | #VALUE! | #VALUE! | #VALUE! | 0.0015153 | #VALUE! | #VALUE! | #VALUE! | #VALUE! | #VALUE! | #VALUE! | -2.8603e-07 | #VALUE! | #VALUE! | #VALUE! | #VALUE! | #VALUE! | #VALUE! |  |  |  |  | 0 | 0 | 0 |  |  |  |  | 0 | 0 | 0 |  |  |  |  | 0 | 0 | 0 | 0.04305 | #VALUE! | #VALUE! | #VALUE! | #VALUE! | #VALUE! | #VALUE! |  |  |  |  | 0 | 0 | 0 |  |  |  |  | 0 | 0 | 0 |  |  |  |  | 0 | 0 | 0 |  |  |  |  | 0 | 0 | 0 | 0.00010408 | #VALUE! | #VALUE! | #VALUE! | #VALUE! | #VALUE! | #VALUE! | 6.2343e-13 | #VALUE! | #VALUE! | #VALUE! | #VALUE! | #VALUE! | #VALUE! |  |  |  |  | 0 | 0 | 0 | -2.3796e-07 | #VALUE! | #VALUE! | #VALUE! | #VALUE! | #VALUE! | #VALUE! | -0.0034094 | #VALUE! | #VALUE! | #VALUE! | #VALUE! | #VALUE! | #VALUE! |  |  |  |  | 0 | 0 | 0 |  |  |  |  | 0 | 0 | 0 | -0.00032445 | #VALUE! | #VALUE! | #VALUE! | #VALUE! | #VALUE! | #VALUE! |  |  |  |  | 0 | 0 | 0 | 3.4086e-08 | #VALUE! | #VALUE! | #VALUE! | #VALUE! | #VALUE! | #VALUE! |  |  |  |  | 0 | 0 | 0 |  |  |  |  | 0 | 0 | 0 | -3.1438e-06 | #VALUE! | #VALUE! | #VALUE! | #VALUE! | #VALUE! | #VALUE! | 0.0018089 | #VALUE! | #VALUE! | #VALUE! | #VALUE! | #VALUE! | #VALUE! |  |  |  |  | 0 | 0 | 0 | -0.0029418 | #VALUE! | #VALUE! | #VALUE! | #VALUE! | #VALUE! | #VALUE! | 2.9097e-06 | #VALUE! | #VALUE! | #VALUE! | #VALUE! | #VALUE! | #VALUE! |  |  |  |  | 0 | 0 | 0 | 7.9173e-05 | #VALUE! | #VALUE! | #VALUE! | #VALUE! | #VALUE! | #VALUE! | -0.00037846 | #VALUE! | #VALUE! | #VALUE! | #VALUE! | #VALUE! | #VALUE! |  |  |  |  | 0 | 0 | 0 | 4.6867e-05 | #VALUE! | #VALUE! | #VALUE! | #VALUE! | #VALUE! | #VALUE! | 1.843e-07 | #VALUE! | #VALUE! | #VALUE! | #VALUE! | #VALUE! | #VALUE! |  |  |  |  | 0 | 0 | 0 | 8.9393e-05 | #VALUE! | #VALUE! | #VALUE! | #VALUE! | #VALUE! | #VALUE! |  |  |  |  | 0 | 0 | 0 |  |  |  |  | 0 | 0 | 0 |  |  |  |  | 0 | 0 | 0 |  |  |  |  | 0 | 0 | 0 | -2.0996e-05 | #VALUE! | #VALUE! | #VALUE! | #VALUE! | #VALUE! | #VALUE! |  |  |  |  | 0 | 0 | 0 |  |  |  |  | 0 | 0 | 0 | 0.0013459 | #VALUE! | #VALUE! | #VALUE! | #VALUE! | #VALUE! | #VALUE! |  |  |  |  | 0 | 0 | 0 |  |  |  |  | 0 | 0 | 0 | -2.285e-05 | #VALUE! | #VALUE! | #VALUE! | #VALUE! | #VALUE! | #VALUE! |  |  |  |  | 0 | 0 | 0 |  |  |  |  | 0 | 0 | 0 | -7.5451e-05 | #VALUE! | #VALUE! | #VALUE! | #VALUE! | #VALUE! | #VALUE! |  |  |  |  | 0 | 0 | 0 |  |  |  |  | 0 | 0 | 0 | 6.6116e-06 | #VALUE! | #VALUE! | #VALUE! | #VALUE! | #VALUE! | #VALUE! |  |  |  |  | 0 | 0 | 0 |  |  |  |  | 0 | 0 | 0 | 0.0015871 | #VALUE! | #VALUE! | #VALUE! | #VALUE! | #VALUE! | #VALUE! |  |  |  |  | 0 | 0 | 0 |  |  |  |  | 0 | 0 | 0 |  |  |  |  | 0 | 0 | 0 |  |  |  |  | 0 | 0 | 0 |  |  |  |  | 0 | 0 | 0 | -9.7155e-12 | #VALUE! | #VALUE! | #VALUE! | #VALUE! | #VALUE! | #VALUE! |  |  |  |  | 0 | 0 | 0 |  |  |  |  | 0 | 0 | 0 | 1.0993e-05 | #VALUE! | #VALUE! | #VALUE! | #VALUE! | #VALUE! | #VALUE! |  |  |  |  | 0 | 0 | 0 |  |  |  |  | 0 | 0 | 0 | -0.0016895 | #VALUE! | #VALUE! | #VALUE! | #VALUE! | #VALUE! | #VALUE! |  |  |  |  | 0 | 0 | 0 |  |  |  |  | 0 | 0 | 0 |  |  |  |  | 0 | 0 | 0 |  |  |  |  | 0 | 0 | 0 |  |  |  |  | 0 | 0 | 0 | -7.5079e-12 | #VALUE! | #VALUE! | #VALUE! | #VALUE! | #VALUE! | #VALUE! |  |  |  |  | 0 | 0 | 0 |  |  |  |  | 0 | 0 | 0 |  |  |  |  | 0 | 0 | 0 |  |  |  |  | 0 | 0 | 0 |  |  |  |  | 0 | 0 | 0 |  |  |  |  | 0 | 0 | 0 |  |  |  |  | 0 | 0 | 0 |  |  |  |  | 0 | 0 | 0 |  |  |  |  | 0 | 0 | 0 |  |  |  |  | 0 | 0 | 0 |  |  |  |  | 0 | 0 | 0 |  |  |  |  | 0 | 0 | 0 |  |  |  |  | 0 | 0 | 0 |  |  |  |  | 0 | 0 | 0 |  |  |  |  | 0 | 0 | 0 |  |  |  |  | 0 | 0 | 0 |  |  |  |  | 0 | 0 | 0 |  |  |  |  | 0 | 0 | 0 |  |  |  |  | 0 | 0 | 0 |  |  |  |  | 0 | 0 | 0 |  |  |  |  | 0 | 0 | 0 |  |  |  |  | 0 | 0 | 0 |  |  |  |  | 0 | 0 | 0 |  |  |  |  | 0 | 0 | 0 |  |  |  |  | 0 | 0 | 0 |  |  |  |  | 0 | 0 | 0 |  |  |  |  | 0 | 0 | 0 |  |  |  |  | 0 | 0 | 0 |  |  |  |  | 0 | 0 | 0 |  |  |  |  | 0 | 0 | 0 |  |  |  |  | 0 | 0 | 0 |  |  |  |  | 0 | 0 | 0 |  |  |  |  | 0 | 0 | 0 |  |  |  |  | 0 | 0 | 0 |  |  |  |  | 0 | 0 | 0 |  |  |  |  | 0 | 0 | 0 |  |  |  |  | 0 | 0 | 0
|  |  | 0 | 0 | 0 |  |  |  |  | 0 | 0 | 0 |  |  |  |  | 0 | 0 | 0 |  |  |  |  | 0 | 0 | 0 | -5.6632e-05 | #VALUE! | #VALUE! | #VALUE! | #VALUE! | #VALUE! | #VALUE! | -3.4966e-05 | #VALUE! | #VALUE! | #VALUE! | #VALUE! | #VALUE! | #VALUE! | -1.3479e-06 | #VALUE! | #VALUE! | #VALUE! | #VALUE! | #VALUE! | #VALUE! | 3.3246e-07 | #VALUE! | #VALUE! | #VALUE! | #VALUE! | #VALUE! | #VALUE! | 0.0014067 | #VALUE! | #VALUE! | #VALUE! | #VALUE! | #VALUE! | #VALUE! | 10348666.1033 | #VALUE! | #VALUE! | #VALUE! | #VALUE! | #VALUE! | #VALUE! | 32699.6269 | #VALUE! | #VALUE! | #VALUE! | #VALUE! | #VALUE! | #VALUE! | -4.6639e-05 | #VALUE! | #VALUE! | #VALUE! | #VALUE! | #VALUE! | #VALUE! | 0.00013835 | #VALUE! | #VALUE! | #VALUE! | #VALUE! | #VALUE! | #VALUE! | -0.00035831 | #VALUE! | #VALUE! | #VALUE! | #VALUE! | #VALUE! | #VALUE! | -0.0001121 | #VALUE! | #VALUE! | #VALUE! | #VALUE! | #VALUE! | #VALUE! |  |  |  |  | 0 | 0 | 0 | -2.9197e-05 | #VALUE! | #VALUE! | #VALUE! | #VALUE! | #VALUE! | #VALUE! | 5.3967e-06 | #VALUE! | #VALUE! | #VALUE! | #VALUE! | #VALUE! | #VALUE! | 9.091e-06 | #VALUE! | #VALUE! | #VALUE! | #VALUE! | #VALUE! | #VALUE! | 3.4894e-06 | #VALUE! | #VALUE! | #VALUE! | #VALUE! | #VALUE! | #VALUE! | -5.8427e-05 | #VALUE! | #VALUE! | #VALUE! | #VALUE! | #VALUE! | #VALUE! |  |  |  |  | 0 | 0 | 0 | -0.00022856 | #VALUE! | #VALUE! | #VALUE! | #VALUE! | #VALUE! | #VALUE! | -1.8657e-05 | #VALUE! | #VALUE! | #VALUE! | #VALUE! | #VALUE! | #VALUE! | 3.6189e-05 | #VALUE! | #VALUE! | #VALUE! | #VALUE! | #VALUE! | #VALUE! | -1.4798e-05 | #VALUE! | #VALUE! | #VALUE! | #VALUE! | #VALUE! | #VALUE! | -6.4157e-06 | #VALUE! | #VALUE! | #VALUE! | #VALUE! | #VALUE! | #VALUE! |  |  |  |  | 0 | 0 | 0 | -5.06e-05 | #VALUE! | #VALUE! | #VALUE! | #VALUE! | #VALUE! | #VALUE! | -1.3468e-05 | #VALUE! | #VALUE! | #VALUE! | #VALUE! | #VALUE! | #VALUE! | 5.8925e-06 | #VALUE! | #VALUE! | #VALUE! | #VALUE! | #VALUE! | #VALUE! | 2.2348e-06 | #VALUE! | #VALUE! | #VALUE! | #VALUE! | #VALUE! | #VALUE! | -1.6656e-10 | #VALUE! | #VALUE! | #VALUE! | #VALUE! | #VALUE! | #VALUE! |  |  |  |  | 0 | 0 | 0 | 5.6243e-08 | #VALUE! | #VALUE! | #VALUE! | #VALUE! | #VALUE! | #VALUE! | 4.1585e-06 | #VALUE! | #VALUE! | #VALUE! | #VALUE! | #VALUE! | #VALUE! | 6.3692e-07 | #VALUE! | #VALUE! | #VALUE! | #VALUE! | #VALUE! | #VALUE! | 0.00012236 | #VALUE! | #VALUE! | #VALUE! | #VALUE! | #VALUE! | #VALUE! |  |  |  |  | 0 | 0 | 0 |  |  |  |  | 0 | 0 | 0 | 0.0029102 | #VALUE! | #VALUE! | #VALUE! | #VALUE! | #VALUE! | #VALUE! |  |  |  |  | 0 | 0 | 0 | 8.1975e-08 | #VALUE! | #VALUE! | #VALUE! | #VALUE! | #VALUE! | #VALUE! | 7.6806e-05 | #VALUE! | #VALUE! | #VALUE! | #VALUE! | #VALUE! | #VALUE! |  |  |  |  | 0 | 0 | 0 | -1.7061e-07 | #VALUE! | #VALUE! | #VALUE! | #VALUE! | #VALUE! | #VALUE! | -2094.9903 | #VALUE! | #VALUE! | #VALUE! | #VALUE! | #VALUE! | #VALUE! |  |  |  |  | 0 | 0 | 0 | -9564.755 | #VALUE! | #VALUE! | #VALUE! | #VALUE! | #VALUE! | #VALUE! | 0.00023085 | #VALUE! | #VALUE! | #VALUE! | #VALUE! | #VALUE! | #VALUE! |  |  |  |  | 0 | 0 | 0 | -1.4855e-07 | #VALUE! | #VALUE! | #VALUE! | #VALUE! | #VALUE! | #VALUE! | 6.6794e-06 | #VALUE! | #VALUE! | #VALUE! | #VALUE! | #VALUE! | #VALUE! | 4.6967e-05 | #VALUE! | #VALUE! | #VALUE! | #VALUE! | #VALUE! | #VALUE! | 0.00013053 | #VALUE! | #VALUE! | #VALUE! | #VALUE! | #VALUE! | #VALUE! | 0.00016373 | #VALUE! | #VALUE! | #VALUE! | #VALUE! | #VALUE! | #VALUE! |  |  |  |  | 0 | 0 | 0 | -2.2958e-06 | #VALUE! | #VALUE! | #VALUE! | #VALUE! | #VALUE! | #VALUE! | 6.7727e-06 | #VALUE! | #VALUE! | #VALUE! | #VALUE! | #VALUE! | #VALUE! |  |  |  |  | 0 | 0 | 0 | -5.4408e-06 | #VALUE! | #VALUE! | #VALUE! | #VALUE! | #VALUE! | #VALUE! | -1660214.8422 | #VALUE! | #VALUE! | #VALUE! | #VALUE! | #VALUE! | #VALUE! |  |  |  |  | 0 | 0 | 0 | 7.5985e-05 | #VALUE! | #VALUE! | #VALUE! | #VALUE! | #VALUE! | #VALUE! | -7.3319e-07 | #VALUE! | #VALUE! | #VALUE! | #VALUE! | #VALUE! | #VALUE! |  |  |  |  | 0 | 0 | 0 | -0.0013103 | #VALUE! | #VALUE! | #VALUE! | #VALUE! | #VALUE! | #VALUE! | 0.0002944 | #VALUE! | #VALUE! | #VALUE! | #VALUE! | #VALUE! | #VALUE! |  |  |  |  | 0 | 0 | 0 | -3.1091e-07 | #VALUE! | #VALUE! | #VALUE! | #VALUE! | #VALUE! | #VALUE! | 2.0155e-08 | #VALUE! | #VALUE! | #VALUE! | #VALUE! | #VALUE! | #VALUE! |  |  |  |  | 0 | 0 | 0 | 1.1333e-05 | #VALUE! | #VALUE! | #VALUE! | #VALUE! | #VALUE! | #VALUE! | 3.9124e-05 | #VALUE! | #VALUE! | #VALUE! | #VALUE! | #VALUE! | #VALUE! | -4.0481e-06 | #VALUE! | #VALUE! | #VALUE! | #VALUE! | #VALUE! | #VALUE! |  |  |  |  | 0 | 0 | 0 | 0.00049423 | #VALUE! | #VALUE! | #VALUE! | #VALUE! | #VALUE! | #VALUE! | 0.00015644 | #VALUE! | #VALUE! | #VALUE! | #VALUE! | #VALUE! | #VALUE! |  |  |  |  | 0 | 0 | 0 | 0.00019125 | #VALUE! | #VALUE! | #VALUE! | #VALUE! | #VALUE! | #VALUE! | -1.3681e-10 | #VALUE! | #VALUE! | #VALUE! | #VALUE! | #VALUE! | #VALUE! |  |  |  |  | 0 | 0 | 0 | 0.00061174 | #VALUE! | #VALUE! | #VALUE! | #VALUE! | #VALUE! | #VALUE! | 0.0001527 | #VALUE! | #VALUE! | #VALUE! | #VALUE! | #VALUE! | #VALUE! |  |  |  |  | 0 | 0 | 0 |  |  |  |  | 0 | 0 | 0 | -3.3899e-05 | #VALUE! | #VALUE! | #VALUE! | #VALUE! | #VALUE! | #VALUE! |  |  |  |  | 0 | 0 | 0 | -4.4567e-12 | #VALUE! | #VALUE! | #VALUE! | #VALUE! | #VALUE! | #VALUE! | 4.4593e-06 | #VALUE! | #VALUE! | #VALUE! | #VALUE! | #VALUE! | #VALUE! |  |  |  |  | 0 | 0 | 0 | -7.6985e-11 | #VALUE! | #VALUE! | #VALUE! | #VALUE! | #VALUE! | #VALUE! |  |  |  |  | 0 | 0 | 0 |  |  |  |  | 0 | 0 | 0 | 3.4946e-05 | #VALUE! | #VALUE! | #VALUE! | #VALUE! | #VALUE! | #VALUE! | 0.0014851 | #VALUE! | #VALUE! | #VALUE! | #VALUE! | #VALUE! | #VALUE! |  |  |  |  | 0 | 0 | 0 |  |  |  |  | 0 | 0 | 0 | -6.9222e-06 | #VALUE! | #VALUE! | #VALUE! | #VALUE! | #VALUE! | #VALUE! |  |  |  |  | 0 | 0 | 0 | -2.5946e-06 | #VALUE! | #VALUE! | #VALUE! | #VALUE! | #VALUE! | #VALUE! | 5.5237e-06 | #VALUE! | #VALUE! | #VALUE! | #VALUE! | #VALUE! | #VALUE! |  |  |  |  | 0 | 0 | 0 |  |  |  |  | 0 | 0 | 0 |  |  |  |  | 0 | 0 | 0 |  |  |  |  | 0 | 0 | 0 |  |  |  |  | 0 | 0 | 0 | 120110.7971 | #VALUE! | #VALUE! | #VALUE! | #VALUE! | #VALUE! | #VALUE! |  |  |  |  | 0 | 0 | 0 |  |  |  |  | 0 | 0 | 0 |  |  |  |  | 0 | 0 | 0 |  |  |  |  | 0 | 0 | 0 |  |  |  |  | 0 | 0 | 0 |  |  |  |  | 0 | 0 | 0 |  |  |  |  | 0 | 0 | 0 |  |  |  |  | 0 | 0 | 0 |  |  |  |  | 0 | 0 | 0 |  |  |  |  | 0 | 0 | 0 |  |  |  |  | 0 | 0 | 0 |  |  |  |  | 0 | 0 | 0 |  |  |  |  | 0 | 0 | 0 |  |  |  |  | 0 | 0 | 0 |  |  |  |  | 0 | 0 | 0 |  |  |  |  | 0 | 0 | 0 |  |  |  |  | 0 | 0 | 0 |  |  |  |  | 0 | 0 | 0 |  |  |  |  | 0 | 0 | 0 |  |  |  |  | 0 | 0 | 0 |  |  |  |  | 0 | 0 | 0 |  |  |  |  | 0 | 0 | 0 |  |  |  |  | 0 | 0 | 0 |  |  |  |  | 0 | 0 | 0 |  |  |  |  | 0 | 0 | 0 |  |  |  |  | 0 | 0 | 0 |  |  |  |  | 0 | 0 | 0 |  |  |  |  | 0 | 0 | 0 |  |  |  |  | 0 | 0 | 0 |  |  |  |  | 0 | 0 | 0 |  |  |  |  | 0 | 0 | 0 |  |  |  |  | 0 | 0 | 0 |  |  |  |  | 0 | 0 | 0 |  |  |  |  | 0 | 0 | 0 |  |  |  |  | 0 | 0 | 0 |  |  |  |  | 0 | 0 | 0 |  |  |  |  | 0 | 0 | 0 |  |  |  |  | 0 | 0 | 0 |  |  |  |  | 0 | 0 | 0 |  |  |  |  | 0 | 0 | 0 | 1.4898e-05 | #VALUE! | #VALUE! | #VALUE! | #VALUE! | #VALUE! | #VALUE! | -3.3518e-05 | #VALUE! | #VALUE! | #VALUE! | #VALUE! | #VALUE! | #VALUE! |  |  |  |  | 0 | 0 | 0 |  |  |  |  | 0 | 0 | 0 | -5.2796e-06 | #VALUE! | #VALUE! | #VALUE! | #VALUE! | #VALUE! | #VALUE! | 6.39e-05 | #VALUE! | #VALUE! | #VALUE! | #VALUE! | #VALUE! | #VALUE! | 7.3682e-06 | #VALUE! | #VALUE! | #VALUE! | #VALUE! | #VALUE! | #VALUE! | 0.0017449 | #VALUE! | #VALUE! | #VALUE! | #VALUE! | #VALUE! | #VALUE! | 3.7927e-06 | #VALUE! | #VALUE! | #VALUE! | #VALUE! | #VALUE! | #VALUE! |  |  |  |  | 0 | 0 | 0 |  |  |  |  | 0 | 0 | 0 |  |  |  |  | 0 | 0 | 0 |  |  |  |  | 0 | 0 | 0 | 0.0038039 | #VALUE! | #VALUE! | #VALUE! | #VALUE! | #VALUE! | #VALUE! |  |  |  |  | 0 | 0 | 0 |  |  |  |  | 0 | 0 | 0 |  |  |  |  | 0 | 0 | 0 |  |  |  |  | 0 | 0 | 0 |  |  |  |  | 0 | 0 | 0 | -2.8158e-05 | #VALUE! | #VALUE! | #VALUE! | #VALUE! | #VALUE! | #VALUE! | 7.7347e-06 | #VALUE! | #VALUE! | #VALUE! | #VALUE! | #VALUE! | #VALUE! |  |  |  |  | 0 | 0 | 0 |  |  |  |  | 0 | 0 | 0 |  |  |  |  | 0 | 0 | 0 |  |  |  |  | 0 | 0 | 0 | 0.0015611 | #VALUE! | #VALUE! | #VALUE! | #VALUE! | #VALUE! | #VALUE! | -2.3514e-07 | #VALUE! | #VALUE! | #VALUE! | #VALUE! | #VALUE! | #VALUE! |  |  |  |  | 0 | 0 | 0 |  |  |  |  | 0 | 0 | 0 |  |  |  |  | 0 | 0 | 0 |  |  |  |  | 0 | 0 | 0 | -0.0034727 | #VALUE! | #VALUE! | #VALUE! | #VALUE! | #VALUE! | #VALUE! | 8.2544e-06 | #VALUE! | #VALUE! | #VALUE! | #VALUE! | #VALUE! | #VALUE! |  |  |  |  | 0 | 0 | 0 |  |  |  |  | 0 | 0 | 0 |  |  |  |  | 0 | 0 | 0 | -1.0578e-11 | #VALUE! | #VALUE! | #VALUE! | #VALUE! | #VALUE! | #VALUE! |  |  |  |  | 0 | 0 | 0 |  |  |  |  | 0 | 0 | 0 |  |  |  |  | 0 | 0 | 0 |  |  |  |  | 0 | 0 | 0 | 3.9627e-05 | #VALUE! | #VALUE! | #VALUE! | #VALUE! | #VALUE! | #VALUE! | 1.3608e-05 | #VALUE! | #VALUE! | #VALUE! | #VALUE! | #VALUE! | #VALUE! |  |  |  |  | 0 | 0 | 0 | 7.3043e-06 | #VALUE! | #VALUE! | #VALUE! | #VALUE! | #VALUE! | #VALUE! |  |  |  |  | 0 | 0 | 0 |  |  |  |  | 0 | 0 | 0 |  |  |  |  | 0 | 0 | 0 | 4.2998e-06 | #VALUE! | #VALUE! | #VALUE! | #VALUE! | #VALUE! | #VALUE! |  |  |  |  | 0 | 0 | 0 | -2.2015e-06 | #VALUE! | #VALUE! | #VALUE! | #VALUE! | #VALUE! | #VALUE! |  |  |  |  | 0 | 0 | 0 |  |  |  |  | 0 | 0 | 0 | 0.00011507 | #VALUE! | #VALUE! | #VALUE! | #VALUE! | #VALUE! | #VALUE! | -0.00028817 | #VALUE! | #VALUE! | #VALUE! | #VALUE! | #VALUE! | #VALUE! |  |  |  |  | 0 | 0 | 0 | -4.352e-13 | #VALUE! | #VALUE! | #VALUE! | #VALUE! | #VALUE! | #VALUE! | -0.00011569 | #VALUE! | #VALUE! | #VALUE! | #VALUE! | #VALUE! | #VALUE! |  |  |  |  | 0 | 0 | 0 |  |  |  |  | 0 | 0 | 0 |  |  |  |  | 0 | 0 | 0 |  |  |  |  | 0 | 0 | 0 |  |  |  |  | 0 | 0 | 0 | 1.4591e-06 | #VALUE! | #VALUE! | #VALUE! | #VALUE! | #VALUE! | #VALUE! |  |  |  |  | 0 | 0 | 0 |  |  |  |  | 0 | 0 | 0 |  |  |  |  | 0 | 0 | 0 |  |  |  |  | 0 | 0 | 0 |  |  |  |  | 0 | 0 | 0 |  |  |  |  | 0 | 0 | 0 | 5.9578e-06 | #VALUE! | #VALUE! | #VALUE! | #VALUE! | #VALUE! | #VALUE! |  |  |  |  | 0 | 0 | 0 |  |  |  |  | 0 | 0 | 0 | -0.0017673 | #VALUE! | #VALUE! | #VALUE! | #VALUE! | #VALUE! | #VALUE! |  |  |  |  | 0 | 0 | 0 |  |  |  |  | 0 | 0 | 0 | 8.3678e-06 | #VALUE! | #VALUE! | #VALUE! | #VALUE! | #VALUE! | #VALUE! |  |  |  |  | 0 | 0 | 0 |  |  |  |  | 0 | 0 | 0 | 0.00015147 | #VALUE! | #VALUE! | #VALUE! | #VALUE! | #VALUE! | #VALUE! |  |  |  |  | 0 | 0 | 0 |  |  |  |  | 0 | 0 | 0 |  |  |  |  | 0 | 0 | 0 |  |  |  |  | 0 | 0 | 0 |  |  |  |  | 0 | 0 | 0 | -0.0018091 | #VALUE! | #VALUE! | #VALUE! | #VALUE! | #VALUE! | #VALUE! |  |  |  |  | 0 | 0 | 0 |  |  |  |  | 0 | 0 | 0 |  |  |  |  | 0 | 0 | 0 |  |  |  |  | 0 | 0 | 0 |  |  |  |  | 0 | 0 | 0 | -5.3762e-05 | #VALUE! | #VALUE! | #VALUE! | #VALUE! | #VALUE! | #VALUE! |  |  |  |  | 0 | 0 | 0 |  |  |  |  | 0 | 0 | 0 |  |  |  |  | 0 | 0 | 0 |  |  |  |  | 0 | 0 | 0 |  |  |  |  | 0 | 0 | 0 | -9.4151e-12 | #VALUE! | #VALUE! | #VALUE! | #VALUE! | #VALUE! | #VALUE! |  |  |  |  | 0 | 0 | 0 |  |  |  |  | 0 | 0 | 0 |  |  |  |  | 0 | 0 | 0 |  |  |  |  | 0 | 0 | 0 |  |  |  |  | 0 | 0 | 0 | -0.00013964 | #VALUE! | #VALUE! | #VALUE! | #VALUE! | #VALUE! | #VALUE! |  |  |  |  | 0 | 0 | 0 |  |  |  |  | 0 | 0 | 0 |  |  |  |  | 0 | 0 | 0 |  |  |  |  | 0 | 0 | 0 |  |  |  |  | 0 | 0 | 0 |  |  |  |  | 0 | 0 | 0 |  |  |  |  | 0 | 0 | 0 |  |  |  |  | 0 | 0 | 0 |  |  |  |  | 0 | 0 | 0 |  |  |  |  | 0 | 0 | 0 |  |  |  |  | 0 | 0 | 0 |  |  |  |  | 0 | 0 | 0 |  |  |  |  | 0 | 0 | 0 |  |  |  |  | 0 | 0 | 0 |  |  |  |  | 0 | 0 | 0 |  |  |  |  | 0 | 0 | 0 |  |  |  |  | 0 | 0 | 0 |  |  |  |  | 0 | 0 | 0 |  |  |  |  | 0 | 0 | 0 |  |  |  |  | 0 | 0 | 0 |  |  |  |  | 0 | 0 | 0 |  |  |  |  | 0 | 0 | 0 |  |  |  |  | 0 | 0 | 0 |  |  |  |  | 0 | 0 | 0 |  |  |  |  | 0 | 0 | 0 |  |  |  |  | 0 | 0 | 0 |  |  |  |  | 0 | 0 | 0 |  |  |  |  | 0 | 0 | 0 |  |  |  |  | 0 | 0 | 0 |  |  |  |  | 0 | 0 | 0 |  |  |  |  | 0 | 0 | 0 |  |  |  |  | 0 | 0 | 0 |  |  |  |  | 0 | 0 | 0 |  |  |  |  | 0 | 0 | 0 |  |  |  |  | 0 | 0 | 0 |  |  |  |  | 0 | 0 | 0 |  |  |  |  | 0 | 0 | 0
|  |  | 0 | 0 | 0 |  |  |  |  | 0 | 0 | 0 |  |  |  |  | 0 | 0 | 0 |  |  |  |  | 0 | 0 | 0 | -3.98e-10 | #VALUE! | #VALUE! | #VALUE! | #VALUE! | #VALUE! | #VALUE! | 1.073e-05 | #VALUE! | #VALUE! | #VALUE! | #VALUE! | #VALUE! | #VALUE! | 6.2486e-05 | #VALUE! | #VALUE! | #VALUE! | #VALUE! | #VALUE! | #VALUE! | -1.0718e-05 | #VALUE! | #VALUE! | #VALUE! | #VALUE! | #VALUE! | #VALUE! | -0.002933 | #VALUE! | #VALUE! | #VALUE! | #VALUE! | #VALUE! | #VALUE! | -1.2401e-05 | #VALUE! | #VALUE! | #VALUE! | #VALUE! | #VALUE! | #VALUE! | -0.00046712 | #VALUE! | #VALUE! | #VALUE! | #VALUE! | #VALUE! | #VALUE! | 9.9668e-06 | #VALUE! | #VALUE! | #VALUE! | #VALUE! | #VALUE! | #VALUE! | 1.1213e-05 | #VALUE! | #VALUE! | #VALUE! | #VALUE! | #VALUE! | #VALUE! | 8.8473e-13 | #VALUE! | #VALUE! | #VALUE! | #VALUE! | #VALUE! | #VALUE! | -5.4004e-06 | #VALUE! | #VALUE! | #VALUE! | #VALUE! | #VALUE! | #VALUE! |  |  |  |  | 0 | 0 | 0 | 9.0932e-06 | #VALUE! | #VALUE! | #VALUE! | #VALUE! | #VALUE! | #VALUE! | 1.1155e-05 | #VALUE! | #VALUE! | #VALUE! | #VALUE! | #VALUE! | #VALUE! | -1.1693e-14 | #VALUE! | #VALUE! | #VALUE! | #VALUE! | #VALUE! | #VALUE! | 1.6624e-07 | #VALUE! | #VALUE! | #VALUE! | #VALUE! | #VALUE! | #VALUE! | -4.8487e-06 | #VALUE! | #VALUE! | #VALUE! | #VALUE! | #VALUE! | #VALUE! |  |  |  |  | 0 | 0 | 0 | -1.913e-09 | #VALUE! | #VALUE! | #VALUE! | #VALUE! | #VALUE! | #VALUE! | 7.7257e-06 | #VALUE! | #VALUE! | #VALUE! | #VALUE! | #VALUE! | #VALUE! | 4.7433e-10 | #VALUE! | #VALUE! | #VALUE! | #VALUE! | #VALUE! | #VALUE! |  |  |  |  | 0 | 0 | 0 | -4.7962e-05 | #VALUE! | #VALUE! | #VALUE! | #VALUE! | #VALUE! | #VALUE! |  |  |  |  | 0 | 0 | 0 | 7.9696e-06 | #VALUE! | #VALUE! | #VALUE! | #VALUE! | #VALUE! | #VALUE! | -2.6927e-05 | #VALUE! | #VALUE! | #VALUE! | #VALUE! | #VALUE! | #VALUE! | -3.0195e-05 | #VALUE! | #VALUE! | #VALUE! | #VALUE! | #VALUE! | #VALUE! | -4.7513e-05 | #VALUE! | #VALUE! | #VALUE! | #VALUE! | #VALUE! | #VALUE! | -7.5137e-05 | #VALUE! | #VALUE! | #VALUE! | #VALUE! | #VALUE! | #VALUE! |  |  |  |  | 0 | 0 | 0 | 0.0023237 | #VALUE! | #VALUE! | #VALUE! | #VALUE! | #VALUE! | #VALUE! | -9.9146e-06 | #VALUE! | #VALUE! | #VALUE! | #VALUE! | #VALUE! | #VALUE! | -8.8838e-09 | #VALUE! | #VALUE! | #VALUE! | #VALUE! | #VALUE! | #VALUE! | -0.00042604 | #VALUE! | #VALUE! | #VALUE! | #VALUE! | #VALUE! | #VALUE! |  |  |  |  | 0 | 0 | 0 |  |  |  |  | 0 | 0 | 0 | -3.6859e-05 | #VALUE! | #VALUE! | #VALUE! | #VALUE! | #VALUE! | #VALUE! |  |  |  |  | 0 | 0 | 0 | -2.1042e-06 | #VALUE! | #VALUE! | #VALUE! | #VALUE! | #VALUE! | #VALUE! | -0.00041391 | #VALUE! | #VALUE! | #VALUE! | #VALUE! | #VALUE! | #VALUE! |  |  |  |  | 0 | 0 | 0 | -2.0938e-06 | #VALUE! | #VALUE! | #VALUE! | #VALUE! | #VALUE! | #VALUE! | -0.00025253 | #VALUE! | #VALUE! | #VALUE! | #VALUE! | #VALUE! | #VALUE! |  |  |  |  | 0 | 0 | 0 | 0.00013064 | #VALUE! | #VALUE! | #VALUE! | #VALUE! | #VALUE! | #VALUE! | 0.00089324 | #VALUE! | #VALUE! | #VALUE! | #VALUE! | #VALUE! | #VALUE! |  |  |  |  | 0 | 0 | 0 | 2.257e-07 | #VALUE! | #VALUE! | #VALUE! | #VALUE! | #VALUE! | #VALUE! | 6.7021e-06 | #VALUE! | #VALUE! | #VALUE! | #VALUE! | #VALUE! | #VALUE! |  |  |  |  | 0 | 0 | 0 | -5.3208e-06 | #VALUE! | #VALUE! | #VALUE! | #VALUE! | #VALUE! | #VALUE! | 5.4738e-13 | #VALUE! | #VALUE! | #VALUE! | #VALUE! | #VALUE! | #VALUE! |  |  |  |  | 0 | 0 | 0 | 2.9771e-05 | #VALUE! | #VALUE! | #VALUE! | #VALUE! | #VALUE! | #VALUE! | 8.389e-05 | #VALUE! | #VALUE! | #VALUE! | #VALUE! | #VALUE! | #VALUE! |  |  |  |  | 0 | 0 | 0 | -924.9337 | #VALUE! | #VALUE! | #VALUE! | #VALUE! | #VALUE! | #VALUE! | 2.4505e-06 | #VALUE! | #VALUE! | #VALUE! | #VALUE! | #VALUE! | #VALUE! |  |  |  |  | 0 | 0 | 0 |  |  |  |  | 0 | 0 | 0 | 1.0874e-05 | #VALUE! | #VALUE! | #VALUE! | #VALUE! | #VALUE! | #VALUE! |  |  |  |  | 0 | 0 | 0 | -3.0198e-13 | #VALUE! | #VALUE! | #VALUE! | #VALUE! | #VALUE! | #VALUE! | 2.961e-12 | #VALUE! | #VALUE! | #VALUE! | #VALUE! | #VALUE! | #VALUE! |  |  |  |  | 0 | 0 | 0 | -2.8741e-06 | #VALUE! | #VALUE! | #VALUE! | #VALUE! | #VALUE! | #VALUE! | -5.1533e-05 | #VALUE! | #VALUE! | #VALUE! | #VALUE! | #VALUE! | #VALUE! |  |  |  |  | 0 | 0 | 0 | 1.4199e-07 | #VALUE! | #VALUE! | #VALUE! | #VALUE! | #VALUE! | #VALUE! | -5.9349e-05 | #VALUE! | #VALUE! | #VALUE! | #VALUE! | #VALUE! | #VALUE! | -3.5232e-05 | #VALUE! | #VALUE! | #VALUE! | #VALUE! | #VALUE! | #VALUE! |  |  |  |  | 0 | 0 | 0 | -0.0018975 | #VALUE! | #VALUE! | #VALUE! | #VALUE! | #VALUE! | #VALUE! | 0.00014421 | #VALUE! | #VALUE! | #VALUE! | #VALUE! | #VALUE! | #VALUE! |  |  |  |  | 0 | 0 | 0 | 1.2132e-05 | #VALUE! | #VALUE! | #VALUE! | #VALUE! | #VALUE! | #VALUE! | -5.7317e-05 | #VALUE! | #VALUE! | #VALUE! | #VALUE! | #VALUE! | #VALUE! |  |  |  |  | 0 | 0 | 0 | -0.002477 | #VALUE! | #VALUE! | #VALUE! | #VALUE! | #VALUE! | #VALUE! | 0.00012731 | #VALUE! | #VALUE! | #VALUE! | #VALUE! | #VALUE! | #VALUE! |  |  |  |  | 0 | 0 | 0 |  |  |  |  | 0 | 0 | 0 | 0.00059449 | #VALUE! | #VALUE! | #VALUE! | #VALUE! | #VALUE! | #VALUE! |  |  |  |  | 0 | 0 | 0 | 1.7021e-05 | #VALUE! | #VALUE! | #VALUE! | #VALUE! | #VALUE! | #VALUE! | 0.00013142 | #VALUE! | #VALUE! | #VALUE! | #VALUE! | #VALUE! | #VALUE! |  |  |  |  | 0 | 0 | 0 | 3.1393e-05 | #VALUE! | #VALUE! | #VALUE! | #VALUE! | #VALUE! | #VALUE! |  |  |  |  | 0 | 0 | 0 |  |  |  |  | 0 | 0 | 0 | 0.00051328 | #VALUE! | #VALUE! | #VALUE! | #VALUE! | #VALUE! | #VALUE! | -0.0033932 | #VALUE! | #VALUE! | #VALUE! | #VALUE! | #VALUE! | #VALUE! |  |  |  |  | 0 | 0 | 0 |  |  |  |  | 0 | 0 | 0 | -4.6617e-05 | #VALUE! | #VALUE! | #VALUE! | #VALUE! | #VALUE! | #VALUE! |  |  |  |  | 0 | 0 | 0 | -3.3968e-05 | #VALUE! | #VALUE! | #VALUE! | #VALUE! | #VALUE! | #VALUE! | 0.0001307 | #VALUE! | #VALUE! | #VALUE! | #VALUE! | #VALUE! | #VALUE! |  |  |  |  | 0 | 0 | 0 |  |  |  |  | 0 | 0 | 0 |  |  |  |  | 0 | 0 | 0 |  |  |  |  | 0 | 0 | 0 |  |  |  |  | 0 | 0 | 0 | 0.0020767 | #VALUE! | #VALUE! | #VALUE! | #VALUE! | #VALUE! | #VALUE! |  |  |  |  | 0 | 0 | 0 |  |  |  |  | 0 | 0 | 0 |  |  |  |  | 0 | 0 | 0 |  |  |  |  | 0 | 0 | 0 |  |  |  |  | 0 | 0 | 0 |  |  |  |  | 0 | 0 | 0 |  |  |  |  | 0 | 0 | 0 |  |  |  |  | 0 | 0 | 0 |  |  |  |  | 0 | 0 | 0 |  |  |  |  | 0 | 0 | 0 |  |  |  |  | 0 | 0 | 0 |  |  |  |  | 0 | 0 | 0 |  |  |  |  | 0 | 0 | 0 |  |  |  |  | 0 | 0 | 0 |  |  |  |  | 0 | 0 | 0 |  |  |  |  | 0 | 0 | 0 |  |  |  |  | 0 | 0 | 0 |  |  |  |  | 0 | 0 | 0 |  |  |  |  | 0 | 0 | 0 |  |  |  |  | 0 | 0 | 0 |  |  |  |  | 0 | 0 | 0 |  |  |  |  | 0 | 0 | 0 |  |  |  |  | 0 | 0 | 0 |  |  |  |  | 0 | 0 | 0 |  |  |  |  | 0 | 0 | 0 |  |  |  |  | 0 | 0 | 0 |  |  |  |  | 0 | 0 | 0 |  |  |  |  | 0 | 0 | 0 |  |  |  |  | 0 | 0 | 0 |  |  |  |  | 0 | 0 | 0 |  |  |  |  | 0 | 0 | 0 |  |  |  |  | 0 | 0 | 0 |  |  |  |  | 0 | 0 | 0 |  |  |  |  | 0 | 0 | 0 |  |  |  |  | 0 | 0 | 0 |  |  |  |  | 0 | 0 | 0 |  |  |  |  | 0 | 0 | 0 |  |  |  |  | 0 | 0 | 0 |  |  |  |  | 0 | 0 | 0 |  |  |  |  | 0 | 0 | 0 | 0.00033279 | #VALUE! | #VALUE! | #VALUE! | #VALUE! | #VALUE! | #VALUE! | 0.00017323 | #VALUE! | #VALUE! | #VALUE! | #VALUE! | #VALUE! | #VALUE! |  |  |  |  | 0 | 0 | 0 |  |  |  |  | 0 | 0 | 0 | -4.4939e-05 | #VALUE! | #VALUE! | #VALUE! | #VALUE! | #VALUE! | #VALUE! |  |  |  |  | 0 | 0 | 0 | -0.0003506 | #VALUE! | #VALUE! | #VALUE! | #VALUE! | #VALUE! | #VALUE! | -0.0030284 | #VALUE! | #VALUE! | #VALUE! | #VALUE! | #VALUE! | #VALUE! |  |  |  |  | 0 | 0 | 0 |  |  |  |  | 0 | 0 | 0 |  |  |  |  | 0 | 0 | 0 |  |  |  |  | 0 | 0 | 0 |  |  |  |  | 0 | 0 | 0 | -2.4387e-05 | #VALUE! | #VALUE! | #VALUE! | #VALUE! | #VALUE! | #VALUE! |  |  |  |  | 0 | 0 | 0 |  |  |  |  | 0 | 0 | 0 |  |  |  |  | 0 | 0 | 0 |  |  |  |  | 0 | 0 | 0 |  |  |  |  | 0 | 0 | 0 | -7.8479e-07 | #VALUE! | #VALUE! | #VALUE! | #VALUE! | #VALUE! | #VALUE! |  |  |  |  | 0 | 0 | 0 |  |  |  |  | 0 | 0 | 0 |  |  |  |  | 0 | 0 | 0 |  |  |  |  | 0 | 0 | 0 |  |  |  |  | 0 | 0 | 0 | -0.0034195 | #VALUE! | #VALUE! | #VALUE! | #VALUE! | #VALUE! | #VALUE! | 7.4678e-06 | #VALUE! | #VALUE! | #VALUE! | #VALUE! | #VALUE! | #VALUE! |  |  |  |  | 0 | 0 | 0 |  |  |  |  | 0 | 0 | 0 |  |  |  |  | 0 | 0 | 0 |  |  |  |  | 0 | 0 | 0 | -0.00011701 | #VALUE! | #VALUE! | #VALUE! | #VALUE! | #VALUE! | #VALUE! | 2.3825e-06 | #VALUE! | #VALUE! | #VALUE! | #VALUE! | #VALUE! | #VALUE! |  |  |  |  | 0 | 0 | 0 |  |  |  |  | 0 | 0 | 0 |  |  |  |  | 0 | 0 | 0 | -0.00016581 | #VALUE! | #VALUE! | #VALUE! | #VALUE! | #VALUE! | #VALUE! |  |  |  |  | 0 | 0 | 0 |  |  |  |  | 0 | 0 | 0 |  |  |  |  | 0 | 0 | 0 |  |  |  |  | 0 | 0 | 0 |  |  |  |  | 0 | 0 | 0 | 1.2874e-07 | #VALUE! | #VALUE! | #VALUE! | #VALUE! | #VALUE! | #VALUE! |  |  |  |  | 0 | 0 | 0 | 3.2706e-06 | #VALUE! | #VALUE! | #VALUE! | #VALUE! | #VALUE! | #VALUE! |  |  |  |  | 0 | 0 | 0 |  |  |  |  | 0 | 0 | 0 |  |  |  |  | 0 | 0 | 0 | -5.1969e-05 | #VALUE! | #VALUE! | #VALUE! | #VALUE! | #VALUE! | #VALUE! |  |  |  |  | 0 | 0 | 0 | 0.00011772 | #VALUE! | #VALUE! | #VALUE! | #VALUE! | #VALUE! | #VALUE! |  |  |  |  | 0 | 0 | 0 |  |  |  |  | 0 | 0 | 0 | 0.00011112 | #VALUE! | #VALUE! | #VALUE! | #VALUE! | #VALUE! | #VALUE! | 6.8583e-13 | #VALUE! | #VALUE! | #VALUE! | #VALUE! | #VALUE! | #VALUE! |  |  |  |  | 0 | 0 | 0 | -8.1088e-06 | #VALUE! | #VALUE! | #VALUE! | #VALUE! | #VALUE! | #VALUE! |  |  |  |  | 0 | 0 | 0 |  |  |  |  | 0 | 0 | 0 |  |  |  |  | 0 | 0 | 0 |  |  |  |  | 0 | 0 | 0 |  |  |  |  | 0 | 0 | 0 |  |  |  |  | 0 | 0 | 0 | -5.8377e-05 | #VALUE! | #VALUE! | #VALUE! | #VALUE! | #VALUE! | #VALUE! |  |  |  |  | 0 | 0 | 0 |  |  |  |  | 0 | 0 | 0 |  |  |  |  | 0 | 0 | 0 |  |  |  |  | 0 | 0 | 0 |  |  |  |  | 0 | 0 | 0 |  |  |  |  | 0 | 0 | 0 |  |  |  |  | 0 | 0 | 0 |  |  |  |  | 0 | 0 | 0 |  |  |  |  | 0 | 0 | 0 | -0.0015574 | #VALUE! | #VALUE! | #VALUE! | #VALUE! | #VALUE! | #VALUE! |  |  |  |  | 0 | 0 | 0 |  |  |  |  | 0 | 0 | 0 |  |  |  |  | 0 | 0 | 0 |  |  |  |  | 0 | 0 | 0 |  |  |  |  | 0 | 0 | 0 | 0.0014082 | #VALUE! | #VALUE! | #VALUE! | #VALUE! | #VALUE! | #VALUE! |  |  |  |  | 0 | 0 | 0 |  |  |  |  | 0 | 0 | 0 |  |  |  |  | 0 | 0 | 0 |  |  |  |  | 0 | 0 | 0 |  |  |  |  | 0 | 0 | 0 | -0.0014366 | #VALUE! | #VALUE! | #VALUE! | #VALUE! | #VALUE! | #VALUE! |  |  |  |  | 0 | 0 | 0 |  |  |  |  | 0 | 0 | 0 |  |  |  |  | 0 | 0 | 0 |  |  |  |  | 0 | 0 | 0 |  |  |  |  | 0 | 0 | 0 | 9.6679e-07 | #VALUE! | #VALUE! | #VALUE! | #VALUE! | #VALUE! | #VALUE! |  |  |  |  | 0 | 0 | 0 |  |  |  |  | 0 | 0 | 0 |  |  |  |  | 0 | 0 | 0 |  |  |  |  | 0 | 0 | 0 |  |  |  |  | 0 | 0 | 0 | -9.5987e-05 | #VALUE! | #VALUE! | #VALUE! | #VALUE! | #VALUE! | #VALUE! |  |  |  |  | 0 | 0 | 0 |  |  |  |  | 0 | 0 | 0 |  |  |  |  | 0 | 0 | 0 |  |  |  |  | 0 | 0 | 0 |  |  |  |  | 0 | 0 | 0 | 1.9544e-06 | #VALUE! | #VALUE! | #VALUE! | #VALUE! | #VALUE! | #VALUE! |  |  |  |  | 0 | 0 | 0 |  |  |  |  | 0 | 0 | 0 |  |  |  |  | 0 | 0 | 0 |  |  |  |  | 0 | 0 | 0 |  |  |  |  | 0 | 0 | 0 |  |  |  |  | 0 | 0 | 0 |  |  |  |  | 0 | 0 | 0 |  |  |  |  | 0 | 0 | 0 |  |  |  |  | 0 | 0 | 0 |  |  |  |  | 0 | 0 | 0 |  |  |  |  | 0 | 0 | 0 |  |  |  |  | 0 | 0 | 0 |  |  |  |  | 0 | 0 | 0 |  |  |  |  | 0 | 0 | 0 |  |  |  |  | 0 | 0 | 0 |  |  |  |  | 0 | 0 | 0 |  |  |  |  | 0 | 0 | 0 |  |  |  |  | 0 | 0 | 0 |  |  |  |  | 0 | 0 | 0 |  |  |  |  | 0 | 0 | 0 |  |  |  |  | 0 | 0 | 0 |  |  |  |  | 0 | 0 | 0 |  |  |  |  | 0 | 0 | 0 |  |  |  |  | 0 | 0 | 0 |  |  |  |  | 0 | 0 | 0 |  |  |  |  | 0 | 0 | 0 |  |  |  |  | 0 | 0 | 0 |  |  |  |  | 0 | 0 | 0 |  |  |  |  | 0 | 0 | 0 |  |  |  |  | 0 | 0 | 0 |  |  |  |  | 0 | 0 | 0 |  |  |  |  | 0 | 0 | 0 |  |  |  |  | 0 | 0 | 0 |  |  |  |  | 0 | 0 | 0 |  |  |  |  | 0 | 0 | 0 |  |  |  |  | 0 | 0 | 0 |  |  |  |  | 0 | 0 | 0
|  |  | 0 | 0 | 0 |  |  |  |  | 0 | 0 | 0 |  |  |  |  | 0 | 0 | 0 |  |  |  |  | 0 | 0 | 0 | -2469.1641 | #VALUE! | #VALUE! | #VALUE! | #VALUE! | #VALUE! | #VALUE! | -0.00010621 | #VALUE! | #VALUE! | #VALUE! | #VALUE! | #VALUE! | #VALUE! | -0.00041949 | #VALUE! | #VALUE! | #VALUE! | #VALUE! | #VALUE! | #VALUE! |  |  |  |  | 0 | 0 | 0 | -0.00029069 | #VALUE! | #VALUE! | #VALUE! | #VALUE! | #VALUE! | #VALUE! | -2.9361e-07 | #VALUE! | #VALUE! | #VALUE! | #VALUE! | #VALUE! | #VALUE! | -6.0475e-05 | #VALUE! | #VALUE! | #VALUE! | #VALUE! | #VALUE! | #VALUE! | -0.00015749 | #VALUE! | #VALUE! | #VALUE! | #VALUE! | #VALUE! | #VALUE! | 7.0296e-05 | #VALUE! | #VALUE! | #VALUE! | #VALUE! | #VALUE! | #VALUE! | 6.2377e-06 | #VALUE! | #VALUE! | #VALUE! | #VALUE! | #VALUE! | #VALUE! | -4.4944e-05 | #VALUE! | #VALUE! | #VALUE! | #VALUE! | #VALUE! | #VALUE! |  |  |  |  | 0 | 0 | 0 | -7.5922e-05 | #VALUE! | #VALUE! | #VALUE! | #VALUE! | #VALUE! | #VALUE! | -9.371e-05 | #VALUE! | #VALUE! | #VALUE! | #VALUE! | #VALUE! | #VALUE! | -4.3899e-07 | #VALUE! | #VALUE! | #VALUE! | #VALUE! | #VALUE! | #VALUE! | 4.5386e-07 | #VALUE! | #VALUE! | #VALUE! | #VALUE! | #VALUE! | #VALUE! | -3.5895e-05 | #VALUE! | #VALUE! | #VALUE! | #VALUE! | #VALUE! | #VALUE! |  |  |  |  | 0 | 0 | 0 | 1.9466e-05 | #VALUE! | #VALUE! | #VALUE! | #VALUE! | #VALUE! | #VALUE! | -8.7175e-05 | #VALUE! | #VALUE! | #VALUE! | #VALUE! | #VALUE! | #VALUE! | 0.00014234 | #VALUE! | #VALUE! | #VALUE! | #VALUE! | #VALUE! | #VALUE! |  |  |  |  | 0 | 0 | 0 | 0.00065934 | #VALUE! | #VALUE! | #VALUE! | #VALUE! | #VALUE! | #VALUE! |  |  |  |  | 0 | 0 | 0 | -0.00031076 | #VALUE! | #VALUE! | #VALUE! | #VALUE! | #VALUE! | #VALUE! | 9.1702e-06 | #VALUE! | #VALUE! | #VALUE! | #VALUE! | #VALUE! | #VALUE! | -7.3109e-05 | #VALUE! | #VALUE! | #VALUE! | #VALUE! | #VALUE! | #VALUE! |  |  |  |  | 0 | 0 | 0 | -6.2888e-06 | #VALUE! | #VALUE! | #VALUE! | #VALUE! | #VALUE! | #VALUE! |  |  |  |  | 0 | 0 | 0 | 0.00024699 | #VALUE! | #VALUE! | #VALUE! | #VALUE! | #VALUE! | #VALUE! | -2.3116e-05 | #VALUE! | #VALUE! | #VALUE! | #VALUE! | #VALUE! | #VALUE! | -2.3224e-07 | #VALUE! | #VALUE! | #VALUE! | #VALUE! | #VALUE! | #VALUE! | 1.9063e-05 | #VALUE! | #VALUE! | #VALUE! | #VALUE! | #VALUE! | #VALUE! |  |  |  |  | 0 | 0 | 0 |  |  |  |  | 0 | 0 | 0 | 1.7825e-08 | #VALUE! | #VALUE! | #VALUE! | #VALUE! | #VALUE! | #VALUE! |  |  |  |  | 0 | 0 | 0 | 7.7796e-05 | #VALUE! | #VALUE! | #VALUE! | #VALUE! | #VALUE! | #VALUE! | 4.2987e-13 | #VALUE! | #VALUE! | #VALUE! | #VALUE! | #VALUE! | #VALUE! |  |  |  |  | 0 | 0 | 0 | 3.7264e-05 | #VALUE! | #VALUE! | #VALUE! | #VALUE! | #VALUE! | #VALUE! | 7.2407e-06 | #VALUE! | #VALUE! | #VALUE! | #VALUE! | #VALUE! | #VALUE! |  |  |  |  | 0 | 0 | 0 | -6.5681e-06 | #VALUE! | #VALUE! | #VALUE! | #VALUE! | #VALUE! | #VALUE! | -0.00056944 | #VALUE! | #VALUE! | #VALUE! | #VALUE! | #VALUE! | #VALUE! |  |  |  |  | 0 | 0 | 0 | -8.7843e-07 | #VALUE! | #VALUE! | #VALUE! | #VALUE! | #VALUE! | #VALUE! | -3.8049e-05 | #VALUE! | #VALUE! | #VALUE! | #VALUE! | #VALUE! | #VALUE! |  |  |  |  | 0 | 0 | 0 | 4.5136e-08 | #VALUE! | #VALUE! | #VALUE! | #VALUE! | #VALUE! | #VALUE! | 1.2675e-06 | #VALUE! | #VALUE! | #VALUE! | #VALUE! | #VALUE! | #VALUE! |  |  |  |  | 0 | 0 | 0 | 0.00011234 | #VALUE! | #VALUE! | #VALUE! | #VALUE! | #VALUE! | #VALUE! | -2.4041e-05 | #VALUE! | #VALUE! | #VALUE! | #VALUE! | #VALUE! | #VALUE! |  |  |  |  | 0 | 0 | 0 | 0.00013637 | #VALUE! | #VALUE! | #VALUE! | #VALUE! | #VALUE! | #VALUE! | 8.5188e-08 | #VALUE! | #VALUE! | #VALUE! | #VALUE! | #VALUE! | #VALUE! |  |  |  |  | 0 | 0 | 0 |  |  |  |  | 0 | 0 | 0 | -0.00027392 | #VALUE! | #VALUE! | #VALUE! | #VALUE! | #VALUE! | #VALUE! |  |  |  |  | 0 | 0 | 0 | 6.5104e-06 | #VALUE! | #VALUE! | #VALUE! | #VALUE! | #VALUE! | #VALUE! | -4320962.183 | #VALUE! | #VALUE! | #VALUE! | #VALUE! | #VALUE! | #VALUE! |  |  |  |  | 0 | 0 | 0 | 7.0031e-05 | #VALUE! | #VALUE! | #VALUE! | #VALUE! | #VALUE! | #VALUE! | -61143.7622 | #VALUE! | #VALUE! | #VALUE! | #VALUE! | #VALUE! | #VALUE! |  |  |  |  | 0 | 0 | 0 | -2.9079e-06 | #VALUE! | #VALUE! | #VALUE! | #VALUE! | #VALUE! | #VALUE! | -1.7749e-06 | #VALUE! | #VALUE! | #VALUE! | #VALUE! | #VALUE! | #VALUE! | 0.00049468 | #VALUE! | #VALUE! | #VALUE! | #VALUE! | #VALUE! | #VALUE! |  |  |  |  | 0 | 0 | 0 | -6.6035e-12 | #VALUE! | #VALUE! | #VALUE! | #VALUE! | #VALUE! | #VALUE! | 0.0015283 | #VALUE! | #VALUE! | #VALUE! | #VALUE! | #VALUE! | #VALUE! |  |  |  |  | 0 | 0 | 0 | 0.00022303 | #VALUE! | #VALUE! | #VALUE! | #VALUE! | #VALUE! | #VALUE! | -4.4151e-06 | #VALUE! | #VALUE! | #VALUE! | #VALUE! | #VALUE! | #VALUE! |  |  |  |  | 0 | 0 | 0 | -4.4071e-12 | #VALUE! | #VALUE! | #VALUE! | #VALUE! | #VALUE! | #VALUE! | 0.0016097 | #VALUE! | #VALUE! | #VALUE! | #VALUE! | #VALUE! | #VALUE! |  |  |  |  | 0 | 0 | 0 |  |  |  |  | 0 | 0 | 0 |  |  |  |  | 0 | 0 | 0 |  |  |  |  | 0 | 0 | 0 | -8.6822e-06 | #VALUE! | #VALUE! | #VALUE! | #VALUE! | #VALUE! | #VALUE! | 0.00016034 | #VALUE! | #VALUE! | #VALUE! | #VALUE! | #VALUE! | #VALUE! |  |  |  |  | 0 | 0 | 0 | -6.8527e-05 | #VALUE! | #VALUE! | #VALUE! | #VALUE! | #VALUE! | #VALUE! |  |  |  |  | 0 | 0 | 0 |  |  |  |  | 0 | 0 | 0 | -0.0025824 | #VALUE! | #VALUE! | #VALUE! | #VALUE! | #VALUE! | #VALUE! | -1.1815e-05 | #VALUE! | #VALUE! | #VALUE! | #VALUE! | #VALUE! | #VALUE! |  |  |  |  | 0 | 0 | 0 |  |  |  |  | 0 | 0 | 0 | 0.00092384 | #VALUE! | #VALUE! | #VALUE! | #VALUE! | #VALUE! | #VALUE! |  |  |  |  | 0 | 0 | 0 | 0.00015877 | #VALUE! | #VALUE! | #VALUE! | #VALUE! | #VALUE! | #VALUE! | 0.00016022 | #VALUE! | #VALUE! | #VALUE! | #VALUE! | #VALUE! | #VALUE! |  |  |  |  | 0 | 0 | 0 |  |  |  |  | 0 | 0 | 0 |  |  |  |  | 0 | 0 | 0 |  |  |  |  | 0 | 0 | 0 |  |  |  |  | 0 | 0 | 0 | 0.00016812 | #VALUE! | #VALUE! | #VALUE! | #VALUE! | #VALUE! | #VALUE! |  |  |  |  | 0 | 0 | 0 |  |  |  |  | 0 | 0 | 0 |  |  |  |  | 0 | 0 | 0 |  |  |  |  | 0 | 0 | 0 |  |  |  |  | 0 | 0 | 0 |  |  |  |  | 0 | 0 | 0 |  |  |  |  | 0 | 0 | 0 |  |  |  |  | 0 | 0 | 0 |  |  |  |  | 0 | 0 | 0 |  |  |  |  | 0 | 0 | 0 |  |  |  |  | 0 | 0 | 0 |  |  |  |  | 0 | 0 | 0 |  |  |  |  | 0 | 0 | 0 |  |  |  |  | 0 | 0 | 0 |  |  |  |  | 0 | 0 | 0 |  |  |  |  | 0 | 0 | 0 |  |  |  |  | 0 | 0 | 0 |  |  |  |  | 0 | 0 | 0 |  |  |  |  | 0 | 0 | 0 |  |  |  |  | 0 | 0 | 0 |  |  |  |  | 0 | 0 | 0 |  |  |  |  | 0 | 0 | 0 |  |  |  |  | 0 | 0 | 0 |  |  |  |  | 0 | 0 | 0 |  |  |  |  | 0 | 0 | 0 |  |  |  |  | 0 | 0 | 0 |  |  |  |  | 0 | 0 | 0 |  |  |  |  | 0 | 0 | 0 |  |  |  |  | 0 | 0 | 0 |  |  |  |  | 0 | 0 | 0 |  |  |  |  | 0 | 0 | 0 |  |  |  |  | 0 | 0 | 0 |  |  |  |  | 0 | 0 | 0 |  |  |  |  | 0 | 0 | 0 |  |  |  |  | 0 | 0 | 0 |  |  |  |  | 0 | 0 | 0 |  |  |  |  | 0 | 0 | 0 |  |  |  |  | 0 | 0 | 0 |  |  |  |  | 0 | 0 | 0 |  |  |  |  | 0 | 0 | 0 | 0.0010249 | #VALUE! | #VALUE! | #VALUE! | #VALUE! | #VALUE! | #VALUE! | 0.0015999 | #VALUE! | #VALUE! | #VALUE! | #VALUE! | #VALUE! | #VALUE! |  |  |  |  | 0 | 0 | 0 |  |  |  |  | 0 | 0 | 0 | 0.00066789 | #VALUE! | #VALUE! | #VALUE! | #VALUE! | #VALUE! | #VALUE! |  |  |  |  | 0 | 0 | 0 | -0.00018604 | #VALUE! | #VALUE! | #VALUE! | #VALUE! | #VALUE! | #VALUE! | 0.0086566 | #VALUE! | #VALUE! | #VALUE! | #VALUE! | #VALUE! | #VALUE! |  |  |  |  | 0 | 0 | 0 |  |  |  |  | 0 | 0 | 0 |  |  |  |  | 0 | 0 | 0 |  |  |  |  | 0 | 0 | 0 |  |  |  |  | 0 | 0 | 0 | -8.3414e-12 | #VALUE! | #VALUE! | #VALUE! | #VALUE! | #VALUE! | #VALUE! |  |  |  |  | 0 | 0 | 0 |  |  |  |  | 0 | 0 | 0 |  |  |  |  | 0 | 0 | 0 |  |  |  |  | 0 | 0 | 0 |  |  |  |  | 0 | 0 | 0 | -4.0996e-05 | #VALUE! | #VALUE! | #VALUE! | #VALUE! | #VALUE! | #VALUE! |  |  |  |  | 0 | 0 | 0 |  |  |  |  | 0 | 0 | 0 |  |  |  |  | 0 | 0 | 0 |  |  |  |  | 0 | 0 | 0 |  |  |  |  | 0 | 0 | 0 | -0.00013932 | #VALUE! | #VALUE! | #VALUE! | #VALUE! | #VALUE! | #VALUE! | 4.1296e-06 | #VALUE! | #VALUE! | #VALUE! | #VALUE! | #VALUE! | #VALUE! |  |  |  |  | 0 | 0 | 0 |  |  |  |  | 0 | 0 | 0 |  |  |  |  | 0 | 0 | 0 |  |  |  |  | 0 | 0 | 0 | -0.0009738 | #VALUE! | #VALUE! | #VALUE! | #VALUE! | #VALUE! | #VALUE! |  |  |  |  | 0 | 0 | 0 |  |  |  |  | 0 | 0 | 0 |  |  |  |  | 0 | 0 | 0 |  |  |  |  | 0 | 0 | 0 | 3.005e-06 | #VALUE! | #VALUE! | #VALUE! | #VALUE! | #VALUE! | #VALUE! |  |  |  |  | 0 | 0 | 0 |  |  |  |  | 0 | 0 | 0 |  |  |  |  | 0 | 0 | 0 |  |  |  |  | 0 | 0 | 0 |  |  |  |  | 0 | 0 | 0 | -1.1455e-07 | #VALUE! | #VALUE! | #VALUE! | #VALUE! | #VALUE! | #VALUE! |  |  |  |  | 0 | 0 | 0 |  |  |  |  | 0 | 0 | 0 |  |  |  |  | 0 | 0 | 0 |  |  |  |  | 0 | 0 | 0 |  |  |  |  | 0 | 0 | 0 | 0.0068485 | #VALUE! | #VALUE! | #VALUE! | #VALUE! | #VALUE! | #VALUE! |  |  |  |  | 0 | 0 | 0 |  |  |  |  | 0 | 0 | 0 |  |  |  |  | 0 | 0 | 0 |  |  |  |  | 0 | 0 | 0 |  |  |  |  | 0 | 0 | 0 | 1.5e-05 | #VALUE! | #VALUE! | #VALUE! | #VALUE! | #VALUE! | #VALUE! |  |  |  |  | 0 | 0 | 0 | 4.9229e-08 | #VALUE! | #VALUE! | #VALUE! | #VALUE! | #VALUE! | #VALUE! |  |  |  |  | 0 | 0 | 0 |  |  |  |  | 0 | 0 | 0 |  |  |  |  | 0 | 0 | 0 |  |  |  |  | 0 | 0 | 0 |  |  |  |  | 0 | 0 | 0 |  |  |  |  | 0 | 0 | 0 | -9.4065e-06 | #VALUE! | #VALUE! | #VALUE! | #VALUE! | #VALUE! | #VALUE! |  |  |  |  | 0 | 0 | 0 |  |  |  |  | 0 | 0 | 0 |  |  |  |  | 0 | 0 | 0 |  |  |  |  | 0 | 0 | 0 |  |  |  |  | 0 | 0 | 0 |  |  |  |  | 0 | 0 | 0 |  |  |  |  | 0 | 0 | 0 |  |  |  |  | 0 | 0 | 0 |  |  |  |  | 0 | 0 | 0 | -9.858e-12 | #VALUE! | #VALUE! | #VALUE! | #VALUE! | #VALUE! | #VALUE! |  |  |  |  | 0 | 0 | 0 |  |  |  |  | 0 | 0 | 0 |  |  |  |  | 0 | 0 | 0 |  |  |  |  | 0 | 0 | 0 |  |  |  |  | 0 | 0 | 0 | -0.0021335 | #VALUE! | #VALUE! | #VALUE! | #VALUE! | #VALUE! | #VALUE! |  |  |  |  | 0 | 0 | 0 |  |  |  |  | 0 | 0 | 0 |  |  |  |  | 0 | 0 | 0 |  |  |  |  | 0 | 0 | 0 |  |  |  |  | 0 | 0 | 0 | -8.1444e-12 | #VALUE! | #VALUE! | #VALUE! | #VALUE! | #VALUE! | #VALUE! |  |  |  |  | 0 | 0 | 0 |  |  |  |  | 0 | 0 | 0 |  |  |  |  | 0 | 0 | 0 |  |  |  |  | 0 | 0 | 0 |  |  |  |  | 0 | 0 | 0 | -9.1442e-07 | #VALUE! | #VALUE! | #VALUE! | #VALUE! | #VALUE! | #VALUE! |  |  |  |  | 0 | 0 | 0 |  |  |  |  | 0 | 0 | 0 |  |  |  |  | 0 | 0 | 0 |  |  |  |  | 0 | 0 | 0 |  |  |  |  | 0 | 0 | 0 | 1.3866e-06 | #VALUE! | #VALUE! | #VALUE! | #VALUE! | #VALUE! | #VALUE! |  |  |  |  | 0 | 0 | 0 |  |  |  |  | 0 | 0 | 0 |  |  |  |  | 0 | 0 | 0 |  |  |  |  | 0 | 0 | 0 |  |  |  |  | 0 | 0 | 0 | -1.9998e-06 | #VALUE! | #VALUE! | #VALUE! | #VALUE! | #VALUE! | #VALUE! |  |  |  |  | 0 | 0 | 0 |  |  |  |  | 0 | 0 | 0 |  |  |  |  | 0 | 0 | 0 |  |  |  |  | 0 | 0 | 0 |  |  |  |  | 0 | 0 | 0 |  |  |  |  | 0 | 0 | 0 |  |  |  |  | 0 | 0 | 0 |  |  |  |  | 0 | 0 | 0 |  |  |  |  | 0 | 0 | 0 |  |  |  |  | 0 | 0 | 0 |  |  |  |  | 0 | 0 | 0 |  |  |  |  | 0 | 0 | 0 |  |  |  |  | 0 | 0 | 0 |  |  |  |  | 0 | 0 | 0 |  |  |  |  | 0 | 0 | 0 |  |  |  |  | 0 | 0 | 0 |  |  |  |  | 0 | 0 | 0 |  |  |  |  | 0 | 0 | 0 |  |  |  |  | 0 | 0 | 0 |  |  |  |  | 0 | 0 | 0 |  |  |  |  | 0 | 0 | 0 |  |  |  |  | 0 | 0 | 0 |  |  |  |  | 0 | 0 | 0 |  |  |  |  | 0 | 0 | 0 |  |  |  |  | 0 | 0 | 0 |  |  |  |  | 0 | 0 | 0 |  |  |  |  | 0 | 0 | 0 |  |  |  |  | 0 | 0 | 0 |  |  |  |  | 0 | 0 | 0 |  |  |  |  | 0 | 0 | 0 |  |  |  |  | 0 | 0 | 0 |  |  |  |  | 0 | 0 | 0 |  |  |  |  | 0 | 0 | 0 |  |  |  |  | 0 | 0 | 0 |  |  |  |  | 0 | 0 | 0 |  |  |  |  | 0 | 0 | 0 |  |  |  |  | 0 | 0 | 0
|  |  | 0 | 0 | 0 |  |  |  |  | 0 | 0 | 0 |  |  |  |  | 0 | 0 | 0 |  |  |  |  | 0 | 0 | 0 | -0.00011652 | #VALUE! | #VALUE! | #VALUE! | #VALUE! | #VALUE! | #VALUE! | 3.1466e-05 | #VALUE! | #VALUE! | #VALUE! | #VALUE! | #VALUE! | #VALUE! | 0.00015147 | #VALUE! | #VALUE! | #VALUE! | #VALUE! | #VALUE! | #VALUE! |  |  |  |  | 0 | 0 | 0 | -0.0017429 | #VALUE! | #VALUE! | #VALUE! | #VALUE! | #VALUE! | #VALUE! | -1.2216e-06 | #VALUE! | #VALUE! | #VALUE! | #VALUE! | #VALUE! | #VALUE! | 1.0335e-05 | #VALUE! | #VALUE! | #VALUE! | #VALUE! | #VALUE! | #VALUE! | 3.5731e-05 | #VALUE! | #VALUE! | #VALUE! | #VALUE! | #VALUE! | #VALUE! | -0.00033482 | #VALUE! | #VALUE! | #VALUE! | #VALUE! | #VALUE! | #VALUE! | 1.9924e-07 | #VALUE! | #VALUE! | #VALUE! | #VALUE! | #VALUE! | #VALUE! | 0.00044686 | #VALUE! | #VALUE! | #VALUE! | #VALUE! | #VALUE! | #VALUE! |  |  |  |  | 0 | 0 | 0 | 0.0023265 | #VALUE! | #VALUE! | #VALUE! | #VALUE! | #VALUE! | #VALUE! | 2.8589e-05 | #VALUE! | #VALUE! | #VALUE! | #VALUE! | #VALUE! | #VALUE! | -9.9671e-09 | #VALUE! | #VALUE! | #VALUE! | #VALUE! | #VALUE! | #VALUE! | -1.3116e-05 | #VALUE! | #VALUE! | #VALUE! | #VALUE! | #VALUE! | #VALUE! | 0.00045551 | #VALUE! | #VALUE! | #VALUE! | #VALUE! | #VALUE! | #VALUE! |  |  |  |  | 0 | 0 | 0 | -0.00039348 | #VALUE! | #VALUE! | #VALUE! | #VALUE! | #VALUE! | #VALUE! | 2.5692e-05 | #VALUE! | #VALUE! | #VALUE! | #VALUE! | #VALUE! | #VALUE! | 9.9082e-06 | #VALUE! | #VALUE! | #VALUE! | #VALUE! | #VALUE! | #VALUE! |  |  |  |  | 0 | 0 | 0 | 6.6379e-06 | #VALUE! | #VALUE! | #VALUE! | #VALUE! | #VALUE! | #VALUE! |  |  |  |  | 0 | 0 | 0 | 0.0025243 | #VALUE! | #VALUE! | #VALUE! | #VALUE! | #VALUE! | #VALUE! | -0.00012924 | #VALUE! | #VALUE! | #VALUE! | #VALUE! | #VALUE! | #VALUE! | -2.7955e-14 | #VALUE! | #VALUE! | #VALUE! | #VALUE! | #VALUE! | #VALUE! |  |  |  |  | 0 | 0 | 0 | -4.756e-05 | #VALUE! | #VALUE! | #VALUE! | #VALUE! | #VALUE! | #VALUE! |  |  |  |  | 0 | 0 | 0 | -4.0292e-05 | #VALUE! | #VALUE! | #VALUE! | #VALUE! | #VALUE! | #VALUE! | 8.8805e-06 | #VALUE! | #VALUE! | #VALUE! | #VALUE! | #VALUE! | #VALUE! | 1.47e-06 | #VALUE! | #VALUE! | #VALUE! | #VALUE! | #VALUE! | #VALUE! | 1.1725e-07 | #VALUE! | #VALUE! | #VALUE! | #VALUE! | #VALUE! | #VALUE! |  |  |  |  | 0 | 0 | 0 |  |  |  |  | 0 | 0 | 0 | -0.0001963 | #VALUE! | #VALUE! | #VALUE! | #VALUE! | #VALUE! | #VALUE! |  |  |  |  | 0 | 0 | 0 |  |  |  |  | 0 | 0 | 0 | -1820607.6427 | #VALUE! | #VALUE! | #VALUE! | #VALUE! | #VALUE! | #VALUE! |  |  |  |  | 0 | 0 | 0 | 5.1219e-05 | #VALUE! | #VALUE! | #VALUE! | #VALUE! | #VALUE! | #VALUE! | 8.9921e-06 | #VALUE! | #VALUE! | #VALUE! | #VALUE! | #VALUE! | #VALUE! |  |  |  |  | 0 | 0 | 0 | 7.1823e-05 | #VALUE! | #VALUE! | #VALUE! | #VALUE! | #VALUE! | #VALUE! | -3.9685e-07 | #VALUE! | #VALUE! | #VALUE! | #VALUE! | #VALUE! | #VALUE! |  |  |  |  | 0 | 0 | 0 |  |  |  |  | 0 | 0 | 0 | 0.0015077 | #VALUE! | #VALUE! | #VALUE! | #VALUE! | #VALUE! | #VALUE! |  |  |  |  | 0 | 0 | 0 | 4.6008e-08 | #VALUE! | #VALUE! | #VALUE! | #VALUE! | #VALUE! | #VALUE! | -1746643.2147 | #VALUE! | #VALUE! | #VALUE! | #VALUE! | #VALUE! | #VALUE! |  |  |  |  | 0 | 0 | 0 |  |  |  |  | 0 | 0 | 0 | -0.00016427 | #VALUE! | #VALUE! | #VALUE! | #VALUE! | #VALUE! | #VALUE! |  |  |  |  | 0 | 0 | 0 | -4.0321e-07 | #VALUE! | #VALUE! | #VALUE! | #VALUE! | #VALUE! | #VALUE! | 6.1867e-07 | #VALUE! | #VALUE! | #VALUE! | #VALUE! | #VALUE! | #VALUE! |  |  |  |  | 0 | 0 | 0 |  |  |  |  | 0 | 0 | 0 | 0.0028952 | #VALUE! | #VALUE! | #VALUE! | #VALUE! | #VALUE! | #VALUE! |  |  |  |  | 0 | 0 | 0 | -6.0408e-06 | #VALUE! | #VALUE! | #VALUE! | #VALUE! | #VALUE! | #VALUE! | 1.1511e-05 | #VALUE! | #VALUE! | #VALUE! | #VALUE! | #VALUE! | #VALUE! |  |  |  |  | 0 | 0 | 0 |  |  |  |  | 0 | 0 | 0 | 0.00074016 | #VALUE! | #VALUE! | #VALUE! | #VALUE! | #VALUE! | #VALUE! |  |  |  |  | 0 | 0 | 0 | 4.1266e-05 | #VALUE! | #VALUE! | #VALUE! | #VALUE! | #VALUE! | #VALUE! | 1.1645e-06 | #VALUE! | #VALUE! | #VALUE! | #VALUE! | #VALUE! | #VALUE! |  |  |  |  | 0 | 0 | 0 |  |  |  |  | 0 | 0 | 0 | 1.2975e-05 | #VALUE! | #VALUE! | #VALUE! | #VALUE! | #VALUE! | #VALUE! | -0.0032399 | #VALUE! | #VALUE! | #VALUE! | #VALUE! | #VALUE! | #VALUE! |  |  |  |  | 0 | 0 | 0 | -0.00024685 | #VALUE! | #VALUE! | #VALUE! | #VALUE! | #VALUE! | #VALUE! | -3.7161e-05 | #VALUE! | #VALUE! | #VALUE! | #VALUE! | #VALUE! | #VALUE! |  |  |  |  | 0 | 0 | 0 | 1.5979e-05 | #VALUE! | #VALUE! | #VALUE! | #VALUE! | #VALUE! | #VALUE! | -0.0035519 | #VALUE! | #VALUE! | #VALUE! | #VALUE! | #VALUE! | #VALUE! |  |  |  |  | 0 | 0 | 0 |  |  |  |  | 0 | 0 | 0 |  |  |  |  | 0 | 0 | 0 |  |  |  |  | 0 | 0 | 0 | 2.412e-07 | #VALUE! | #VALUE! | #VALUE! | #VALUE! | #VALUE! | #VALUE! | 0.0016789 | #VALUE! | #VALUE! | #VALUE! | #VALUE! | #VALUE! | #VALUE! |  |  |  |  | 0 | 0 | 0 | 3.217e-07 | #VALUE! | #VALUE! | #VALUE! | #VALUE! | #VALUE! | #VALUE! |  |  |  |  | 0 | 0 | 0 |  |  |  |  | 0 | 0 | 0 | -3.7842e-12 | #VALUE! | #VALUE! | #VALUE! | #VALUE! | #VALUE! | #VALUE! | -1.1969e-11 | #VALUE! | #VALUE! | #VALUE! | #VALUE! | #VALUE! | #VALUE! |  |  |  |  | 0 | 0 | 0 |  |  |  |  | 0 | 0 | 0 |  |  |  |  | 0 | 0 | 0 |  |  |  |  | 0 | 0 | 0 | 6.6961e-14 | #VALUE! | #VALUE! | #VALUE! | #VALUE! | #VALUE! | #VALUE! | 0.0019136 | #VALUE! | #VALUE! | #VALUE! | #VALUE! | #VALUE! | #VALUE! |  |  |  |  | 0 | 0 | 0 |  |  |  |  | 0 | 0 | 0 |  |  |  |  | 0 | 0 | 0 |  |  |  |  | 0 | 0 | 0 |  |  |  |  | 0 | 0 | 0 | 0.00022066 | #VALUE! | #VALUE! | #VALUE! | #VALUE! | #VALUE! | #VALUE! |  |  |  |  | 0 | 0 | 0 |  |  |  |  | 0 | 0 | 0 |  |  |  |  | 0 | 0 | 0 |  |  |  |  | 0 | 0 | 0 |  |  |  |  | 0 | 0 | 0 |  |  |  |  | 0 | 0 | 0 |  |  |  |  | 0 | 0 | 0 |  |  |  |  | 0 | 0 | 0 |  |  |  |  | 0 | 0 | 0 |  |  |  |  | 0 | 0 | 0 |  |  |  |  | 0 | 0 | 0 |  |  |  |  | 0 | 0 | 0 |  |  |  |  | 0 | 0 | 0 |  |  |  |  | 0 | 0 | 0 |  |  |  |  | 0 | 0 | 0 |  |  |  |  | 0 | 0 | 0 |  |  |  |  | 0 | 0 | 0 |  |  |  |  | 0 | 0 | 0 |  |  |  |  | 0 | 0 | 0 |  |  |  |  | 0 | 0 | 0 |  |  |  |  | 0 | 0 | 0 |  |  |  |  | 0 | 0 | 0 |  |  |  |  | 0 | 0 | 0 |  |  |  |  | 0 | 0 | 0 |  |  |  |  | 0 | 0 | 0 |  |  |  |  | 0 | 0 | 0 |  |  |  |  | 0 | 0 | 0 |  |  |  |  | 0 | 0 | 0 |  |  |  |  | 0 | 0 | 0 |  |  |  |  | 0 | 0 | 0 |  |  |  |  | 0 | 0 | 0 |  |  |  |  | 0 | 0 | 0 |  |  |  |  | 0 | 0 | 0 |  |  |  |  | 0 | 0 | 0 |  |  |  |  | 0 | 0 | 0 |  |  |  |  | 0 | 0 | 0 |  |  |  |  | 0 | 0 | 0 |  |  |  |  | 0 | 0 | 0 |  |  |  |  | 0 | 0 | 0 |  |  |  |  | 0 | 0 | 0 | -0.022927 | #VALUE! | #VALUE! | #VALUE! | #VALUE! | #VALUE! | #VALUE! | -0.002424 | #VALUE! | #VALUE! | #VALUE! | #VALUE! | #VALUE! | #VALUE! |  |  |  |  | 0 | 0 | 0 |  |  |  |  | 0 | 0 | 0 |  |  |  |  | 0 | 0 | 0 |  |  |  |  | 0 | 0 | 0 |  |  |  |  | 0 | 0 | 0 | -3.4082e-05 | #VALUE! | #VALUE! | #VALUE! | #VALUE! | #VALUE! | #VALUE! |  |  |  |  | 0 | 0 | 0 |  |  |  |  | 0 | 0 | 0 |  |  |  |  | 0 | 0 | 0 |  |  |  |  | 0 | 0 | 0 |  |  |  |  | 0 | 0 | 0 | -51980565.3434 | #VALUE! | #VALUE! | #VALUE! | #VALUE! | #VALUE! | #VALUE! |  |  |  |  | 0 | 0 | 0 |  |  |  |  | 0 | 0 | 0 |  |  |  |  | 0 | 0 | 0 |  |  |  |  | 0 | 0 | 0 |  |  |  |  | 0 | 0 | 0 | 0.00044756 | #VALUE! | #VALUE! | #VALUE! | #VALUE! | #VALUE! | #VALUE! |  |  |  |  | 0 | 0 | 0 |  |  |  |  | 0 | 0 | 0 |  |  |  |  | 0 | 0 | 0 |  |  |  |  | 0 | 0 | 0 |  |  |  |  | 0 | 0 | 0 | -0.001009 | #VALUE! | #VALUE! | #VALUE! | #VALUE! | #VALUE! | #VALUE! |  |  |  |  | 0 | 0 | 0 |  |  |  |  | 0 | 0 | 0 |  |  |  |  | 0 | 0 | 0 |  |  |  |  | 0 | 0 | 0 |  |  |  |  | 0 | 0 | 0 | -1.0166e-11 | #VALUE! | #VALUE! | #VALUE! | #VALUE! | #VALUE! | #VALUE! |  |  |  |  | 0 | 0 | 0 |  |  |  |  | 0 | 0 | 0 |  |  |  |  | 0 | 0 | 0 |  |  |  |  | 0 | 0 | 0 | -2.855e-05 | #VALUE! | #VALUE! | #VALUE! | #VALUE! | #VALUE! | #VALUE! |  |  |  |  | 0 | 0 | 0 |  |  |  |  | 0 | 0 | 0 |  |  |  |  | 0 | 0 | 0 |  |  |  |  | 0 | 0 | 0 |  |  |  |  | 0 | 0 | 0 | 3.997e-06 | #VALUE! | #VALUE! | #VALUE! | #VALUE! | #VALUE! | #VALUE! |  |  |  |  | 0 | 0 | 0 |  |  |  |  | 0 | 0 | 0 |  |  |  |  | 0 | 0 | 0 |  |  |  |  | 0 | 0 | 0 |  |  |  |  | 0 | 0 | 0 | -0.0017927 | #VALUE! | #VALUE! | #VALUE! | #VALUE! | #VALUE! | #VALUE! |  |  |  |  | 0 | 0 | 0 |  |  |  |  | 0 | 0 | 0 |  |  |  |  | 0 | 0 | 0 |  |  |  |  | 0 | 0 | 0 |  |  |  |  | 0 | 0 | 0 | 5.4349e-06 | #VALUE! | #VALUE! | #VALUE! | #VALUE! | #VALUE! | #VALUE! |  |  |  |  | 0 | 0 | 0 | -3.4967e-06 | #VALUE! | #VALUE! | #VALUE! | #VALUE! | #VALUE! | #VALUE! |  |  |  |  | 0 | 0 | 0 |  |  |  |  | 0 | 0 | 0 |  |  |  |  | 0 | 0 | 0 |  |  |  |  | 0 | 0 | 0 |  |  |  |  | 0 | 0 | 0 |  |  |  |  | 0 | 0 | 0 |  |  |  |  | 0 | 0 | 0 |  |  |  |  | 0 | 0 | 0 |  |  |  |  | 0 | 0 | 0 |  |  |  |  | 0 | 0 | 0 |  |  |  |  | 0 | 0 | 0 |  |  |  |  | 0 | 0 | 0 |  |  |  |  | 0 | 0 | 0 |  |  |  |  | 0 | 0 | 0 |  |  |  |  | 0 | 0 | 0 |  |  |  |  | 0 | 0 | 0 | -54016372.6875 | #VALUE! | #VALUE! | #VALUE! | #VALUE! | #VALUE! | #VALUE! |  |  |  |  | 0 | 0 | 0 |  |  |  |  | 0 | 0 | 0 |  |  |  |  | 0 | 0 | 0 |  |  |  |  | 0 | 0 | 0 |  |  |  |  | 0 | 0 | 0 | -0.0013353 | #VALUE! | #VALUE! | #VALUE! | #VALUE! | #VALUE! | #VALUE! |  |  |  |  | 0 | 0 | 0 |  |  |  |  | 0 | 0 | 0 |  |  |  |  | 0 | 0 | 0 |  |  |  |  | 0 | 0 | 0 |  |  |  |  | 0 | 0 | 0 | -3.6956e-05 | #VALUE! | #VALUE! | #VALUE! | #VALUE! | #VALUE! | #VALUE! |  |  |  |  | 0 | 0 | 0 |  |  |  |  | 0 | 0 | 0 |  |  |  |  | 0 | 0 | 0 |  |  |  |  | 0 | 0 | 0 |  |  |  |  | 0 | 0 | 0 | -4.6497e-05 | #VALUE! | #VALUE! | #VALUE! | #VALUE! | #VALUE! | #VALUE! |  |  |  |  | 0 | 0 | 0 |  |  |  |  | 0 | 0 | 0 |  |  |  |  | 0 | 0 | 0 |  |  |  |  | 0 | 0 | 0 |  |  |  |  | 0 | 0 | 0 | -1.5715e-06 | #VALUE! | #VALUE! | #VALUE! | #VALUE! | #VALUE! | #VALUE! |  |  |  |  | 0 | 0 | 0 |  |  |  |  | 0 | 0 | 0 |  |  |  |  | 0 | 0 | 0 |  |  |  |  | 0 | 0 | 0 |  |  |  |  | 0 | 0 | 0 | -7.561e-05 | #VALUE! | #VALUE! | #VALUE! | #VALUE! | #VALUE! | #VALUE! |  |  |  |  | 0 | 0 | 0 |  |  |  |  | 0 | 0 | 0 |  |  |  |  | 0 | 0 | 0 |  |  |  |  | 0 | 0 | 0 |  |  |  |  | 0 | 0 | 0 |  |  |  |  | 0 | 0 | 0 |  |  |  |  | 0 | 0 | 0 |  |  |  |  | 0 | 0 | 0 |  |  |  |  | 0 | 0 | 0 |  |  |  |  | 0 | 0 | 0 |  |  |  |  | 0 | 0 | 0 |  |  |  |  | 0 | 0 | 0 |  |  |  |  | 0 | 0 | 0 |  |  |  |  | 0 | 0 | 0 |  |  |  |  | 0 | 0 | 0 |  |  |  |  | 0 | 0 | 0 |  |  |  |  | 0 | 0 | 0 |  |  |  |  | 0 | 0 | 0 |  |  |  |  | 0 | 0 | 0 |  |  |  |  | 0 | 0 | 0 |  |  |  |  | 0 | 0 | 0 |  |  |  |  | 0 | 0 | 0 |  |  |  |  | 0 | 0 | 0 |  |  |  |  | 0 | 0 | 0 |  |  |  |  | 0 | 0 | 0 |  |  |  |  | 0 | 0 | 0 |  |  |  |  | 0 | 0 | 0 |  |  |  |  | 0 | 0 | 0 |  |  |  |  | 0 | 0 | 0 |  |  |  |  | 0 | 0 | 0 |  |  |  |  | 0 | 0 | 0 |  |  |  |  | 0 | 0 | 0 |  |  |  |  | 0 | 0 | 0 |  |  |  |  | 0 | 0 | 0 |  |  |  |  | 0 | 0 | 0 |  |  |  |  | 0 | 0 | 0 |  |  |  |  | 0 | 0 | 0
|  |  | 0 | 0 | 0 |  |  |  |  | 0 | 0 | 0 |  |  |  |  | 0 | 0 | 0 |  |  |  |  | 0 | 0 | 0 | -1.3698e-05 | #VALUE! | #VALUE! | #VALUE! | #VALUE! | #VALUE! | #VALUE! | 4.3014e-05 | #VALUE! | #VALUE! | #VALUE! | #VALUE! | #VALUE! | #VALUE! | -7.1352e-06 | #VALUE! | #VALUE! | #VALUE! | #VALUE! | #VALUE! | #VALUE! |  |  |  |  | 0 | 0 | 0 | -1.6957e-10 | #VALUE! | #VALUE! | #VALUE! | #VALUE! | #VALUE! | #VALUE! | 6.356e-05 | #VALUE! | #VALUE! | #VALUE! | #VALUE! | #VALUE! | #VALUE! | -0.00023957 | #VALUE! | #VALUE! | #VALUE! | #VALUE! | #VALUE! | #VALUE! | 5.0207e-05 | #VALUE! | #VALUE! | #VALUE! | #VALUE! | #VALUE! | #VALUE! | -0.0013893 | #VALUE! | #VALUE! | #VALUE! | #VALUE! | #VALUE! | #VALUE! | 7.8122e-06 | #VALUE! | #VALUE! | #VALUE! | #VALUE! | #VALUE! | #VALUE! | 5.6639e-06 | #VALUE! | #VALUE! | #VALUE! | #VALUE! | #VALUE! | #VALUE! |  |  |  |  | 0 | 0 | 0 | -0.00024959 | #VALUE! | #VALUE! | #VALUE! | #VALUE! | #VALUE! | #VALUE! | 4.4414e-05 | #VALUE! | #VALUE! | #VALUE! | #VALUE! | #VALUE! | #VALUE! | 9.3739e-09 | #VALUE! | #VALUE! | #VALUE! | #VALUE! | #VALUE! | #VALUE! |  |  |  |  | 0 | 0 | 0 | 4.0305e-06 | #VALUE! | #VALUE! | #VALUE! | #VALUE! | #VALUE! | #VALUE! |  |  |  |  | 0 | 0 | 0 | -4.3301e-05 | #VALUE! | #VALUE! | #VALUE! | #VALUE! | #VALUE! | #VALUE! | 3.6463e-05 | #VALUE! | #VALUE! | #VALUE! | #VALUE! | #VALUE! | #VALUE! | -4.5602e-06 | #VALUE! | #VALUE! | #VALUE! | #VALUE! | #VALUE! | #VALUE! |  |  |  |  | 0 | 0 | 0 |  |  |  |  | 0 | 0 | 0 |  |  |  |  | 0 | 0 | 0 | 0.0060831 | #VALUE! | #VALUE! | #VALUE! | #VALUE! | #VALUE! | #VALUE! | 3.0477e-05 | #VALUE! | #VALUE! | #VALUE! | #VALUE! | #VALUE! | #VALUE! | 4.0747e-07 | #VALUE! | #VALUE! | #VALUE! | #VALUE! | #VALUE! | #VALUE! |  |  |  |  | 0 | 0 | 0 | 0.00063577 | #VALUE! | #VALUE! | #VALUE! | #VALUE! | #VALUE! | #VALUE! |  |  |  |  | 0 | 0 | 0 | 0.0017133 | #VALUE! | #VALUE! | #VALUE! | #VALUE! | #VALUE! | #VALUE! | -0.00013178 | #VALUE! | #VALUE! | #VALUE! | #VALUE! | #VALUE! | #VALUE! |  |  |  |  | 0 | 0 | 0 | 44144.4636 | #VALUE! | #VALUE! | #VALUE! | #VALUE! | #VALUE! | #VALUE! |  |  |  |  | 0 | 0 | 0 |  |  |  |  | 0 | 0 | 0 | 63843.9237 | #VALUE! | #VALUE! | #VALUE! | #VALUE! | #VALUE! | #VALUE! |  |  |  |  | 0 | 0 | 0 |  |  |  |  | 0 | 0 | 0 | 2.7566e-06 | #VALUE! | #VALUE! | #VALUE! | #VALUE! | #VALUE! | #VALUE! |  |  |  |  | 0 | 0 | 0 |  |  |  |  | 0 | 0 | 0 | -0.00014381 | #VALUE! | #VALUE! | #VALUE! | #VALUE! | #VALUE! | #VALUE! |  |  |  |  | 0 | 0 | 0 | -0.00047219 | #VALUE! | #VALUE! | #VALUE! | #VALUE! | #VALUE! | #VALUE! | 0.016786 | #VALUE! | #VALUE! | #VALUE! | #VALUE! | #VALUE! | #VALUE! |  |  |  |  | 0 | 0 | 0 |  |  |  |  | 0 | 0 | 0 | -0.0023434 | #VALUE! | #VALUE! | #VALUE! | #VALUE! | #VALUE! | #VALUE! |  |  |  |  | 0 | 0 | 0 | -2.0878e-06 | #VALUE! | #VALUE! | #VALUE! | #VALUE! | #VALUE! | #VALUE! | 3.027e-06 | #VALUE! | #VALUE! | #VALUE! | #VALUE! | #VALUE! | #VALUE! |  |  |  |  | 0 | 0 | 0 |  |  |  |  | 0 | 0 | 0 | -1.7286e-09 | #VALUE! | #VALUE! | #VALUE! | #VALUE! | #VALUE! | #VALUE! |  |  |  |  | 0 | 0 | 0 | 8.8832e-05 | #VALUE! | #VALUE! | #VALUE! | #VALUE! | #VALUE! | #VALUE! | -1.0117e-05 | #VALUE! | #VALUE! | #VALUE! | #VALUE! | #VALUE! | #VALUE! |  |  |  |  | 0 | 0 | 0 |  |  |  |  | 0 | 0 | 0 | -0.0005062 | #VALUE! | #VALUE! | #VALUE! | #VALUE! | #VALUE! | #VALUE! |  |  |  |  | 0 | 0 | 0 | -3.6517e-08 | #VALUE! | #VALUE! | #VALUE! | #VALUE! | #VALUE! | #VALUE! | 2.7913e-07 | #VALUE! | #VALUE! | #VALUE! | #VALUE! | #VALUE! | #VALUE! |  |  |  |  | 0 | 0 | 0 |  |  |  |  | 0 | 0 | 0 | -9.2999e-06 | #VALUE! | #VALUE! | #VALUE! | #VALUE! | #VALUE! | #VALUE! |  |  |  |  | 0 | 0 | 0 |  |  |  |  | 0 | 0 | 0 |  |  |  |  | 0 | 0 | 0 |  |  |  |  | 0 | 0 | 0 |  |  |  |  | 0 | 0 | 0 | -3.7293e-05 | #VALUE! | #VALUE! | #VALUE! | #VALUE! | #VALUE! | #VALUE! | -0.00018151 | #VALUE! | #VALUE! | #VALUE! | #VALUE! | #VALUE! | #VALUE! |  |  |  |  | 0 | 0 | 0 | 3.4387e-05 | #VALUE! | #VALUE! | #VALUE! | #VALUE! | #VALUE! | #VALUE! | 0.0006632 | #VALUE! | #VALUE! | #VALUE! | #VALUE! | #VALUE! | #VALUE! |  |  |  |  | 0 | 0 | 0 | -4.2382e-05 | #VALUE! | #VALUE! | #VALUE! | #VALUE! | #VALUE! | #VALUE! | 1.8873e-05 | #VALUE! | #VALUE! | #VALUE! | #VALUE! | #VALUE! | #VALUE! |  |  |  |  | 0 | 0 | 0 |  |  |  |  | 0 | 0 | 0 |  |  |  |  | 0 | 0 | 0 |  |  |  |  | 0 | 0 | 0 | -6.5055e-07 | #VALUE! | #VALUE! | #VALUE! | #VALUE! | #VALUE! | #VALUE! | -0.0037687 | #VALUE! | #VALUE! | #VALUE! | #VALUE! | #VALUE! | #VALUE! |  |  |  |  | 0 | 0 | 0 | -2.7437e-06 | #VALUE! | #VALUE! | #VALUE! | #VALUE! | #VALUE! | #VALUE! |  |  |  |  | 0 | 0 | 0 |  |  |  |  | 0 | 0 | 0 | 1.4443e-05 | #VALUE! | #VALUE! | #VALUE! | #VALUE! | #VALUE! | #VALUE! | -2.4658e-05 | #VALUE! | #VALUE! | #VALUE! | #VALUE! | #VALUE! | #VALUE! |  |  |  |  | 0 | 0 | 0 |  |  |  |  | 0 | 0 | 0 |  |  |  |  | 0 | 0 | 0 |  |  |  |  | 0 | 0 | 0 | -8.8257e-07 | #VALUE! | #VALUE! | #VALUE! | #VALUE! | #VALUE! | #VALUE! | -0.0055351 | #VALUE! | #VALUE! | #VALUE! | #VALUE! | #VALUE! | #VALUE! |  |  |  |  | 0 | 0 | 0 |  |  |  |  | 0 | 0 | 0 |  |  |  |  | 0 | 0 | 0 |  |  |  |  | 0 | 0 | 0 |  |  |  |  | 0 | 0 | 0 | 0.0023593 | #VALUE! | #VALUE! | #VALUE! | #VALUE! | #VALUE! | #VALUE! |  |  |  |  | 0 | 0 | 0 |  |  |  |  | 0 | 0 | 0 |  |  |  |  | 0 | 0 | 0 |  |  |  |  | 0 | 0 | 0 |  |  |  |  | 0 | 0 | 0 |  |  |  |  | 0 | 0 | 0 |  |  |  |  | 0 | 0 | 0 |  |  |  |  | 0 | 0 | 0 |  |  |  |  | 0 | 0 | 0 |  |  |  |  | 0 | 0 | 0 |  |  |  |  | 0 | 0 | 0 |  |  |  |  | 0 | 0 | 0 |  |  |  |  | 0 | 0 | 0 |  |  |  |  | 0 | 0 | 0 |  |  |  |  | 0 | 0 | 0 |  |  |  |  | 0 | 0 | 0 |  |  |  |  | 0 | 0 | 0 |  |  |  |  | 0 | 0 | 0 |  |  |  |  | 0 | 0 | 0 |  |  |  |  | 0 | 0 | 0 |  |  |  |  | 0 | 0 | 0 |  |  |  |  | 0 | 0 | 0 |  |  |  |  | 0 | 0 | 0 |  |  |  |  | 0 | 0 | 0 |  |  |  |  | 0 | 0 | 0 |  |  |  |  | 0 | 0 | 0 |  |  |  |  | 0 | 0 | 0 |  |  |  |  | 0 | 0 | 0 |  |  |  |  | 0 | 0 | 0 |  |  |  |  | 0 | 0 | 0 |  |  |  |  | 0 | 0 | 0 |  |  |  |  | 0 | 0 | 0 |  |  |  |  | 0 | 0 | 0 |  |  |  |  | 0 | 0 | 0 |  |  |  |  | 0 | 0 | 0 |  |  |  |  | 0 | 0 | 0 |  |  |  |  | 0 | 0 | 0 |  |  |  |  | 0 | 0 | 0 |  |  |  |  | 0 | 0 | 0 |  |  |  |  | 0 | 0 | 0 | -0.081918 | #VALUE! | #VALUE! | #VALUE! | #VALUE! | #VALUE! | #VALUE! | 0.0094598 | #VALUE! | #VALUE! | #VALUE! | #VALUE! | #VALUE! | #VALUE! |  |  |  |  | 0 | 0 | 0 |  |  |  |  | 0 | 0 | 0 |  |  |  |  | 0 | 0 | 0 |  |  |  |  | 0 | 0 | 0 |  |  |  |  | 0 | 0 | 0 | -1.1594e-11 | #VALUE! | #VALUE! | #VALUE! | #VALUE! | #VALUE! | #VALUE! |  |  |  |  | 0 | 0 | 0 |  |  |  |  | 0 | 0 | 0 |  |  |  |  | 0 | 0 | 0 |  |  |  |  | 0 | 0 | 0 |  |  |  |  | 0 | 0 | 0 | -6.0604e-05 | #VALUE! | #VALUE! | #VALUE! | #VALUE! | #VALUE! | #VALUE! |  |  |  |  | 0 | 0 | 0 |  |  |  |  | 0 | 0 | 0 |  |  |  |  | 0 | 0 | 0 |  |  |  |  | 0 | 0 | 0 |  |  |  |  | 0 | 0 | 0 |  |  |  |  | 0 | 0 | 0 |  |  |  |  | 0 | 0 | 0 |  |  |  |  | 0 | 0 | 0 |  |  |  |  | 0 | 0 | 0 |  |  |  |  | 0 | 0 | 0 |  |  |  |  | 0 | 0 | 0 | -1.1712e-11 | #VALUE! | #VALUE! | #VALUE! | #VALUE! | #VALUE! | #VALUE! |  |  |  |  | 0 | 0 | 0 |  |  |  |  | 0 | 0 | 0 |  |  |  |  | 0 | 0 | 0 |  |  |  |  | 0 | 0 | 0 |  |  |  |  | 0 | 0 | 0 | -4.977e-05 | #VALUE! | #VALUE! | #VALUE! | #VALUE! | #VALUE! | #VALUE! |  |  |  |  | 0 | 0 | 0 |  |  |  |  | 0 | 0 | 0 |  |  |  |  | 0 | 0 | 0 |  |  |  |  | 0 | 0 | 0 | 0.0022532 | #VALUE! | #VALUE! | #VALUE! | #VALUE! | #VALUE! | #VALUE! |  |  |  |  | 0 | 0 | 0 |  |  |  |  | 0 | 0 | 0 |  |  |  |  | 0 | 0 | 0 |  |  |  |  | 0 | 0 | 0 |  |  |  |  | 0 | 0 | 0 | -0.00019789 | #VALUE! | #VALUE! | #VALUE! | #VALUE! | #VALUE! | #VALUE! |  |  |  |  | 0 | 0 | 0 |  |  |  |  | 0 | 0 | 0 |  |  |  |  | 0 | 0 | 0 |  |  |  |  | 0 | 0 | 0 |  |  |  |  | 0 | 0 | 0 |  |  |  |  | 0 | 0 | 0 |  |  |  |  | 0 | 0 | 0 |  |  |  |  | 0 | 0 | 0 |  |  |  |  | 0 | 0 | 0 |  |  |  |  | 0 | 0 | 0 |  |  |  |  | 0 | 0 | 0 | -0.00020834 | #VALUE! | #VALUE! | #VALUE! | #VALUE! | #VALUE! | #VALUE! |  |  |  |  | 0 | 0 | 0 | 0.00010629 | #VALUE! | #VALUE! | #VALUE! | #VALUE! | #VALUE! | #VALUE! |  |  |  |  | 0 | 0 | 0 |  |  |  |  | 0 | 0 | 0 |  |  |  |  | 0 | 0 | 0 |  |  |  |  | 0 | 0 | 0 |  |  |  |  | 0 | 0 | 0 |  |  |  |  | 0 | 0 | 0 |  |  |  |  | 0 | 0 | 0 |  |  |  |  | 0 | 0 | 0 |  |  |  |  | 0 | 0 | 0 |  |  |  |  | 0 | 0 | 0 |  |  |  |  | 0 | 0 | 0 |  |  |  |  | 0 | 0 | 0 |  |  |  |  | 0 | 0 | 0 |  |  |  |  | 0 | 0 | 0 |  |  |  |  | 0 | 0 | 0 |  |  |  |  | 0 | 0 | 0 | -0.00011035 | #VALUE! | #VALUE! | #VALUE! | #VALUE! | #VALUE! | #VALUE! |  |  |  |  | 0 | 0 | 0 |  |  |  |  | 0 | 0 | 0 |  |  |  |  | 0 | 0 | 0 |  |  |  |  | 0 | 0 | 0 |  |  |  |  | 0 | 0 | 0 | -9.7596e-12 | #VALUE! | #VALUE! | #VALUE! | #VALUE! | #VALUE! | #VALUE! |  |  |  |  | 0 | 0 | 0 |  |  |  |  | 0 | 0 | 0 |  |  |  |  | 0 | 0 | 0 |  |  |  |  | 0 | 0 | 0 |  |  |  |  | 0 | 0 | 0 | -7.9782e-05 | #VALUE! | #VALUE! | #VALUE! | #VALUE! | #VALUE! | #VALUE! |  |  |  |  | 0 | 0 | 0 |  |  |  |  | 0 | 0 | 0 |  |  |  |  | 0 | 0 | 0 |  |  |  |  | 0 | 0 | 0 |  |  |  |  | 0 | 0 | 0 | 0.00057103 | #VALUE! | #VALUE! | #VALUE! | #VALUE! | #VALUE! | #VALUE! |  |  |  |  | 0 | 0 | 0 |  |  |  |  | 0 | 0 | 0 |  |  |  |  | 0 | 0 | 0 |  |  |  |  | 0 | 0 | 0 |  |  |  |  | 0 | 0 | 0 | -5.9846e-05 | #VALUE! | #VALUE! | #VALUE! | #VALUE! | #VALUE! | #VALUE! |  |  |  |  | 0 | 0 | 0 |  |  |  |  | 0 | 0 | 0 |  |  |  |  | 0 | 0 | 0 |  |  |  |  | 0 | 0 | 0 |  |  |  |  | 0 | 0 | 0 | 0.0012257 | #VALUE! | #VALUE! | #VALUE! | #VALUE! | #VALUE! | #VALUE! |  |  |  |  | 0 | 0 | 0 |  |  |  |  | 0 | 0 | 0 |  |  |  |  | 0 | 0 | 0 |  |  |  |  | 0 | 0 | 0 |  |  |  |  | 0 | 0 | 0 |  |  |  |  | 0 | 0 | 0 |  |  |  |  | 0 | 0 | 0 |  |  |  |  | 0 | 0 | 0 |  |  |  |  | 0 | 0 | 0 |  |  |  |  | 0 | 0 | 0 |  |  |  |  | 0 | 0 | 0 |  |  |  |  | 0 | 0 | 0 |  |  |  |  | 0 | 0 | 0 |  |  |  |  | 0 | 0 | 0 |  |  |  |  | 0 | 0 | 0 |  |  |  |  | 0 | 0 | 0 |  |  |  |  | 0 | 0 | 0 |  |  |  |  | 0 | 0 | 0 |  |  |  |  | 0 | 0 | 0 |  |  |  |  | 0 | 0 | 0 |  |  |  |  | 0 | 0 | 0 |  |  |  |  | 0 | 0 | 0 |  |  |  |  | 0 | 0 | 0 |  |  |  |  | 0 | 0 | 0 |  |  |  |  | 0 | 0 | 0 |  |  |  |  | 0 | 0 | 0 |  |  |  |  | 0 | 0 | 0 |  |  |  |  | 0 | 0 | 0 |  |  |  |  | 0 | 0 | 0 |  |  |  |  | 0 | 0 | 0 |  |  |  |  | 0 | 0 | 0 |  |  |  |  | 0 | 0 | 0 |  |  |  |  | 0 | 0 | 0 |  |  |  |  | 0 | 0 | 0 |  |  |  |  | 0 | 0 | 0 |  |  |  |  | 0 | 0 | 0 |  |  |  |  | 0 | 0 | 0
|  |  | 0 | 0 | 0 |  |  |  |  | 0 | 0 | 0 |  |  |  |  | 0 | 0 | 0 |  |  |  |  | 0 | 0 | 0 | 3.188e-06 | #VALUE! | #VALUE! | #VALUE! | #VALUE! | #VALUE! | #VALUE! | 1.3068e-07 | #VALUE! | #VALUE! | #VALUE! | #VALUE! | #VALUE! | #VALUE! | -1.7145e-07 | #VALUE! | #VALUE! | #VALUE! | #VALUE! | #VALUE! | #VALUE! |  |  |  |  | 0 | 0 | 0 | -9.0252e-05 | #VALUE! | #VALUE! | #VALUE! | #VALUE! | #VALUE! | #VALUE! |  |  |  |  | 0 | 0 | 0 | 0.0025788 | #VALUE! | #VALUE! | #VALUE! | #VALUE! | #VALUE! | #VALUE! | 1.2048e-07 | #VALUE! | #VALUE! | #VALUE! | #VALUE! | #VALUE! | #VALUE! | -2.7807e-13 | #VALUE! | #VALUE! | #VALUE! | #VALUE! | #VALUE! | #VALUE! |  |  |  |  | 0 | 0 | 0 |  |  |  |  | 0 | 0 | 0 |  |  |  |  | 0 | 0 | 0 | 1.072e-05 | #VALUE! | #VALUE! | #VALUE! | #VALUE! | #VALUE! | #VALUE! | 9.6092e-08 | #VALUE! | #VALUE! | #VALUE! | #VALUE! | #VALUE! | #VALUE! | -1.6237e-07 | #VALUE! | #VALUE! | #VALUE! | #VALUE! | #VALUE! | #VALUE! |  |  |  |  | 0 | 0 | 0 |  |  |  |  | 0 | 0 | 0 |  |  |  |  | 0 | 0 | 0 | 1.0864e-05 | #VALUE! | #VALUE! | #VALUE! | #VALUE! | #VALUE! | #VALUE! | 1.1268e-07 | #VALUE! | #VALUE! | #VALUE! | #VALUE! | #VALUE! | #VALUE! | 8.2979e-05 | #VALUE! | #VALUE! | #VALUE! | #VALUE! | #VALUE! | #VALUE! |  |  |  |  | 0 | 0 | 0 |  |  |  |  | 0 | 0 | 0 |  |  |  |  | 0 | 0 | 0 | 1.8562e-05 | #VALUE! | #VALUE! | #VALUE! | #VALUE! | #VALUE! | #VALUE! | 5.136e-05 | #VALUE! | #VALUE! | #VALUE! | #VALUE! | #VALUE! | #VALUE! | -4.5058e-07 | #VALUE! | #VALUE! | #VALUE! | #VALUE! | #VALUE! | #VALUE! |  |  |  |  | 0 | 0 | 0 | 6.0194e-06 | #VALUE! | #VALUE! | #VALUE! | #VALUE! | #VALUE! | #VALUE! |  |  |  |  | 0 | 0 | 0 | -0.0132 | #VALUE! | #VALUE! | #VALUE! | #VALUE! | #VALUE! | #VALUE! | 2.9459e-05 | #VALUE! | #VALUE! | #VALUE! | #VALUE! | #VALUE! | #VALUE! |  |  |  |  | 0 | 0 | 0 | 0.007336 | #VALUE! | #VALUE! | #VALUE! | #VALUE! | #VALUE! | #VALUE! |  |  |  |  | 0 | 0 | 0 |  |  |  |  | 0 | 0 | 0 | 0.0028378 | #VALUE! | #VALUE! | #VALUE! | #VALUE! | #VALUE! | #VALUE! |  |  |  |  | 0 | 0 | 0 |  |  |  |  | 0 | 0 | 0 | 6.8353e-08 | #VALUE! | #VALUE! | #VALUE! | #VALUE! | #VALUE! | #VALUE! |  |  |  |  | 0 | 0 | 0 |  |  |  |  | 0 | 0 | 0 | 0.0020732 | #VALUE! | #VALUE! | #VALUE! | #VALUE! | #VALUE! | #VALUE! |  |  |  |  | 0 | 0 | 0 | -0.0015712 | #VALUE! | #VALUE! | #VALUE! | #VALUE! | #VALUE! | #VALUE! | 0.0010802 | #VALUE! | #VALUE! | #VALUE! | #VALUE! | #VALUE! | #VALUE! |  |  |  |  | 0 | 0 | 0 |  |  |  |  | 0 | 0 | 0 | -7.8792e-08 | #VALUE! | #VALUE! | #VALUE! | #VALUE! | #VALUE! | #VALUE! |  |  |  |  | 0 | 0 | 0 | 8.3034e-05 | #VALUE! | #VALUE! | #VALUE! | #VALUE! | #VALUE! | #VALUE! | 9.8562e-08 | #VALUE! | #VALUE! | #VALUE! | #VALUE! | #VALUE! | #VALUE! |  |  |  |  | 0 | 0 | 0 |  |  |  |  | 0 | 0 | 0 | 2.3771e-05 | #VALUE! | #VALUE! | #VALUE! | #VALUE! | #VALUE! | #VALUE! |  |  |  |  | 0 | 0 | 0 | -0.00060374 | #VALUE! | #VALUE! | #VALUE! | #VALUE! | #VALUE! | #VALUE! |  |  |  |  | 0 | 0 | 0 |  |  |  |  | 0 | 0 | 0 |  |  |  |  | 0 | 0 | 0 | 6.8867e-13 | #VALUE! | #VALUE! | #VALUE! | #VALUE! | #VALUE! | #VALUE! |  |  |  |  | 0 | 0 | 0 | -2.6346e-06 | #VALUE! | #VALUE! | #VALUE! | #VALUE! | #VALUE! | #VALUE! | 2.1304e-06 | #VALUE! | #VALUE! | #VALUE! | #VALUE! | #VALUE! | #VALUE! |  |  |  |  | 0 | 0 | 0 |  |  |  |  | 0 | 0 | 0 | -2.1137e-05 | #VALUE! | #VALUE! | #VALUE! | #VALUE! | #VALUE! | #VALUE! |  |  |  |  | 0 | 0 | 0 |  |  |  |  | 0 | 0 | 0 |  |  |  |  | 0 | 0 | 0 |  |  |  |  | 0 | 0 | 0 |  |  |  |  | 0 | 0 | 0 | -8.3989e-07 | #VALUE! | #VALUE! | #VALUE! | #VALUE! | #VALUE! | #VALUE! | -1.228e-11 | #VALUE! | #VALUE! | #VALUE! | #VALUE! | #VALUE! | #VALUE! |  |  |  |  | 0 | 0 | 0 | -5.5218e-11 | #VALUE! | #VALUE! | #VALUE! | #VALUE! | #VALUE! | #VALUE! |  |  |  |  | 0 | 0 | 0 |  |  |  |  | 0 | 0 | 0 | 2.4823e-07 | #VALUE! | #VALUE! | #VALUE! | #VALUE! | #VALUE! | #VALUE! | -1.2044e-11 | #VALUE! | #VALUE! | #VALUE! | #VALUE! | #VALUE! | #VALUE! |  |  |  |  | 0 | 0 | 0 |  |  |  |  | 0 | 0 | 0 |  |  |  |  | 0 | 0 | 0 |  |  |  |  | 0 | 0 | 0 | -1.0266e-06 | #VALUE! | #VALUE! | #VALUE! | #VALUE! | #VALUE! | #VALUE! | 0.00012156 | #VALUE! | #VALUE! | #VALUE! | #VALUE! | #VALUE! | #VALUE! |  |  |  |  | 0 | 0 | 0 | -6.7605e-06 | #VALUE! | #VALUE! | #VALUE! | #VALUE! | #VALUE! | #VALUE! |  |  |  |  | 0 | 0 | 0 |  |  |  |  | 0 | 0 | 0 | -1.5985e-05 | #VALUE! | #VALUE! | #VALUE! | #VALUE! | #VALUE! | #VALUE! | -9.6471e-07 | #VALUE! | #VALUE! | #VALUE! | #VALUE! | #VALUE! | #VALUE! |  |  |  |  | 0 | 0 | 0 |  |  |  |  | 0 | 0 | 0 |  |  |  |  | 0 | 0 | 0 |  |  |  |  | 0 | 0 | 0 | 1.7528e-06 | #VALUE! | #VALUE! | #VALUE! | #VALUE! | #VALUE! | #VALUE! | 7.4629e-05 | #VALUE! | #VALUE! | #VALUE! | #VALUE! | #VALUE! | #VALUE! |  |  |  |  | 0 | 0 | 0 |  |  |  |  | 0 | 0 | 0 |  |  |  |  | 0 | 0 | 0 |  |  |  |  | 0 | 0 | 0 |  |  |  |  | 0 | 0 | 0 | -0.0063861 | #VALUE! | #VALUE! | #VALUE! | #VALUE! | #VALUE! | #VALUE! |  |  |  |  | 0 | 0 | 0 |  |  |  |  | 0 | 0 | 0 |  |  |  |  | 0 | 0 | 0 |  |  |  |  | 0 | 0 | 0 |  |  |  |  | 0 | 0 | 0 |  |  |  |  | 0 | 0 | 0 |  |  |  |  | 0 | 0 | 0 |  |  |  |  | 0 | 0 | 0 |  |  |  |  | 0 | 0 | 0 |  |  |  |  | 0 | 0 | 0 |  |  |  |  | 0 | 0 | 0 |  |  |  |  | 0 | 0 | 0 |  |  |  |  | 0 | 0 | 0 |  |  |  |  | 0 | 0 | 0 |  |  |  |  | 0 | 0 | 0 |  |  |  |  | 0 | 0 | 0 |  |  |  |  | 0 | 0 | 0 |  |  |  |  | 0 | 0 | 0 |  |  |  |  | 0 | 0 | 0 |  |  |  |  | 0 | 0 | 0 |  |  |  |  | 0 | 0 | 0 |  |  |  |  | 0 | 0 | 0 |  |  |  |  | 0 | 0 | 0 |  |  |  |  | 0 | 0 | 0 |  |  |  |  | 0 | 0 | 0 |  |  |  |  | 0 | 0 | 0 |  |  |  |  | 0 | 0 | 0 |  |  |  |  | 0 | 0 | 0 |  |  |  |  | 0 | 0 | 0 |  |  |  |  | 0 | 0 | 0 |  |  |  |  | 0 | 0 | 0 |  |  |  |  | 0 | 0 | 0 |  |  |  |  | 0 | 0 | 0 |  |  |  |  | 0 | 0 | 0 |  |  |  |  | 0 | 0 | 0 |  |  |  |  | 0 | 0 | 0 |  |  |  |  | 0 | 0 | 0 |  |  |  |  | 0 | 0 | 0 |  |  |  |  | 0 | 0 | 0 |  |  |  |  | 0 | 0 | 0 | -0.00023304 | #VALUE! | #VALUE! | #VALUE! | #VALUE! | #VALUE! | #VALUE! | -3.5516e-05 | #VALUE! | #VALUE! | #VALUE! | #VALUE! | #VALUE! | #VALUE! |  |  |  |  | 0 | 0 | 0 |  |  |  |  | 0 | 0 | 0 |  |  |  |  | 0 | 0 | 0 |  |  |  |  | 0 | 0 | 0 |  |  |  |  | 0 | 0 | 0 | -55709835.986 | #VALUE! | #VALUE! | #VALUE! | #VALUE! | #VALUE! | #VALUE! |  |  |  |  | 0 | 0 | 0 |  |  |  |  | 0 | 0 | 0 |  |  |  |  | 0 | 0 | 0 |  |  |  |  | 0 | 0 | 0 |  |  |  |  | 0 | 0 | 0 | -1.6699e-06 | #VALUE! | #VALUE! | #VALUE! | #VALUE! | #VALUE! | #VALUE! |  |  |  |  | 0 | 0 | 0 |  |  |  |  | 0 | 0 | 0 |  |  |  |  | 0 | 0 | 0 |  |  |  |  | 0 | 0 | 0 |  |  |  |  | 0 | 0 | 0 |  |  |  |  | 0 | 0 | 0 |  |  |  |  | 0 | 0 | 0 |  |  |  |  | 0 | 0 | 0 |  |  |  |  | 0 | 0 | 0 |  |  |  |  | 0 | 0 | 0 |  |  |  |  | 0 | 0 | 0 | -5.3747e-05 | #VALUE! | #VALUE! | #VALUE! | #VALUE! | #VALUE! | #VALUE! |  |  |  |  | 0 | 0 | 0 |  |  |  |  | 0 | 0 | 0 |  |  |  |  | 0 | 0 | 0 |  |  |  |  | 0 | 0 | 0 |  |  |  |  | 0 | 0 | 0 | -1.2264e-06 | #VALUE! | #VALUE! | #VALUE! | #VALUE! | #VALUE! | #VALUE! |  |  |  |  | 0 | 0 | 0 |  |  |  |  | 0 | 0 | 0 |  |  |  |  | 0 | 0 | 0 |  |  |  |  | 0 | 0 | 0 | -0.0010595 | #VALUE! | #VALUE! | #VALUE! | #VALUE! | #VALUE! | #VALUE! |  |  |  |  | 0 | 0 | 0 |  |  |  |  | 0 | 0 | 0 |  |  |  |  | 0 | 0 | 0 |  |  |  |  | 0 | 0 | 0 |  |  |  |  | 0 | 0 | 0 | 4.3933e-05 | #VALUE! | #VALUE! | #VALUE! | #VALUE! | #VALUE! | #VALUE! |  |  |  |  | 0 | 0 | 0 |  |  |  |  | 0 | 0 | 0 |  |  |  |  | 0 | 0 | 0 |  |  |  |  | 0 | 0 | 0 |  |  |  |  | 0 | 0 | 0 |  |  |  |  | 0 | 0 | 0 |  |  |  |  | 0 | 0 | 0 |  |  |  |  | 0 | 0 | 0 |  |  |  |  | 0 | 0 | 0 |  |  |  |  | 0 | 0 | 0 |  |  |  |  | 0 | 0 | 0 |  |  |  |  | 0 | 0 | 0 |  |  |  |  | 0 | 0 | 0 | 8.0579e-05 | #VALUE! | #VALUE! | #VALUE! | #VALUE! | #VALUE! | #VALUE! |  |  |  |  | 0 | 0 | 0 |  |  |  |  | 0 | 0 | 0 |  |  |  |  | 0 | 0 | 0 |  |  |  |  | 0 | 0 | 0 |  |  |  |  | 0 | 0 | 0 |  |  |  |  | 0 | 0 | 0 |  |  |  |  | 0 | 0 | 0 |  |  |  |  | 0 | 0 | 0 |  |  |  |  | 0 | 0 | 0 |  |  |  |  | 0 | 0 | 0 |  |  |  |  | 0 | 0 | 0 |  |  |  |  | 0 | 0 | 0 |  |  |  |  | 0 | 0 | 0 |  |  |  |  | 0 | 0 | 0 |  |  |  |  | 0 | 0 | 0 |  |  |  |  | 0 | 0 | 0 | 1.1826e-06 | #VALUE! | #VALUE! | #VALUE! | #VALUE! | #VALUE! | #VALUE! |  |  |  |  | 0 | 0 | 0 |  |  |  |  | 0 | 0 | 0 |  |  |  |  | 0 | 0 | 0 |  |  |  |  | 0 | 0 | 0 |  |  |  |  | 0 | 0 | 0 | -9.0113e-05 | #VALUE! | #VALUE! | #VALUE! | #VALUE! | #VALUE! | #VALUE! |  |  |  |  | 0 | 0 | 0 |  |  |  |  | 0 | 0 | 0 |  |  |  |  | 0 | 0 | 0 |  |  |  |  | 0 | 0 | 0 |  |  |  |  | 0 | 0 | 0 | 1.1923e-06 | #VALUE! | #VALUE! | #VALUE! | #VALUE! | #VALUE! | #VALUE! |  |  |  |  | 0 | 0 | 0 |  |  |  |  | 0 | 0 | 0 |  |  |  |  | 0 | 0 | 0 |  |  |  |  | 0 | 0 | 0 |  |  |  |  | 0 | 0 | 0 | 4.2169e-06 | #VALUE! | #VALUE! | #VALUE! | #VALUE! | #VALUE! | #VALUE! |  |  |  |  | 0 | 0 | 0 |  |  |  |  | 0 | 0 | 0 |  |  |  |  | 0 | 0 | 0 |  |  |  |  | 0 | 0 | 0 |  |  |  |  | 0 | 0 | 0 | 0.00091152 | #VALUE! | #VALUE! | #VALUE! | #VALUE! | #VALUE! | #VALUE! |  |  |  |  | 0 | 0 | 0 |  |  |  |  | 0 | 0 | 0 |  |  |  |  | 0 | 0 | 0 |  |  |  |  | 0 | 0 | 0 |  |  |  |  | 0 | 0 | 0 |  |  |  |  | 0 | 0 | 0 |  |  |  |  | 0 | 0 | 0 |  |  |  |  | 0 | 0 | 0 |  |  |  |  | 0 | 0 | 0 |  |  |  |  | 0 | 0 | 0 |  |  |  |  | 0 | 0 | 0 |  |  |  |  | 0 | 0 | 0 |  |  |  |  | 0 | 0 | 0 |  |  |  |  | 0 | 0 | 0 |  |  |  |  | 0 | 0 | 0 |  |  |  |  | 0 | 0 | 0 |  |  |  |  | 0 | 0 | 0 |  |  |  |  | 0 | 0 | 0 |  |  |  |  | 0 | 0 | 0 |  |  |  |  | 0 | 0 | 0 |  |  |  |  | 0 | 0 | 0 |  |  |  |  | 0 | 0 | 0 |  |  |  |  | 0 | 0 | 0 |  |  |  |  | 0 | 0 | 0 |  |  |  |  | 0 | 0 | 0 |  |  |  |  | 0 | 0 | 0 |  |  |  |  | 0 | 0 | 0 |  |  |  |  | 0 | 0 | 0 |  |  |  |  | 0 | 0 | 0 |  |  |  |  | 0 | 0 | 0 |  |  |  |  | 0 | 0 | 0 |  |  |  |  | 0 | 0 | 0 |  |  |  |  | 0 | 0 | 0 |  |  |  |  | 0 | 0 | 0 |  |  |  |  | 0 | 0 | 0 |  |  |  |  | 0 | 0 | 0 |  |  |  |  | 0 | 0 | 0 |  |  |  |  | 0 | 0 | 0 |  |  |  |  | 0 | 0 | 0 |  |  |  |  | 0 | 0 | 0 |  |  |  |  | 0 | 0 | 0 |  |  |  |  | 0 | 0 | 0 |  |  |  |  | 0 | 0 | 0
|  |  | 0 | 0 | 0 |  |  |  |  | 0 | 0 | 0 |  |  |  |  | 0 | 0 | 0 |  |  |  |  | 0 | 0 | 0 | -3.7678e-05 | #VALUE! | #VALUE! | #VALUE! | #VALUE! | #VALUE! | #VALUE! | 0.0015044 | #VALUE! | #VALUE! | #VALUE! | #VALUE! | #VALUE! | #VALUE! | -2.2426e-06 | #VALUE! | #VALUE! | #VALUE! | #VALUE! | #VALUE! | #VALUE! |  |  |  |  | 0 | 0 | 0 | -5.2514e-06 | #VALUE! | #VALUE! | #VALUE! | #VALUE! | #VALUE! | #VALUE! |  |  |  |  | 0 | 0 | 0 | 0.0041627 | #VALUE! | #VALUE! | #VALUE! | #VALUE! | #VALUE! | #VALUE! | -7168.4006 | #VALUE! | #VALUE! | #VALUE! | #VALUE! | #VALUE! | #VALUE! | -5.6574e-06 | #VALUE! | #VALUE! | #VALUE! | #VALUE! | #VALUE! | #VALUE! |  |  |  |  | 0 | 0 | 0 |  |  |  |  | 0 | 0 | 0 |  |  |  |  | 0 | 0 | 0 | 3.6329e-07 | #VALUE! | #VALUE! | #VALUE! | #VALUE! | #VALUE! | #VALUE! | 0.0013456 | #VALUE! | #VALUE! | #VALUE! | #VALUE! | #VALUE! | #VALUE! | 4.3762e-06 | #VALUE! | #VALUE! | #VALUE! | #VALUE! | #VALUE! | #VALUE! |  |  |  |  | 0 | 0 | 0 |  |  |  |  | 0 | 0 | 0 |  |  |  |  | 0 | 0 | 0 | -0.00025444 | #VALUE! | #VALUE! | #VALUE! | #VALUE! | #VALUE! | #VALUE! | -4712.3566 | #VALUE! | #VALUE! | #VALUE! | #VALUE! | #VALUE! | #VALUE! | -0.00053603 | #VALUE! | #VALUE! | #VALUE! | #VALUE! | #VALUE! | #VALUE! |  |  |  |  | 0 | 0 | 0 |  |  |  |  | 0 | 0 | 0 |  |  |  |  | 0 | 0 | 0 | 6.0384e-07 | #VALUE! | #VALUE! | #VALUE! | #VALUE! | #VALUE! | #VALUE! | 1.1802e-07 | #VALUE! | #VALUE! | #VALUE! | #VALUE! | #VALUE! | #VALUE! | -1.0449e-08 | #VALUE! | #VALUE! | #VALUE! | #VALUE! | #VALUE! | #VALUE! |  |  |  |  | 0 | 0 | 0 |  |  |  |  | 0 | 0 | 0 |  |  |  |  | 0 | 0 | 0 | -0.01516 | #VALUE! | #VALUE! | #VALUE! | #VALUE! | #VALUE! | #VALUE! | 5.134e-05 | #VALUE! | #VALUE! | #VALUE! | #VALUE! | #VALUE! | #VALUE! |  |  |  |  | 0 | 0 | 0 | 0.00071181 | #VALUE! | #VALUE! | #VALUE! | #VALUE! | #VALUE! | #VALUE! |  |  |  |  | 0 | 0 | 0 |  |  |  |  | 0 | 0 | 0 | -0.00018378 | #VALUE! | #VALUE! | #VALUE! | #VALUE! | #VALUE! | #VALUE! |  |  |  |  | 0 | 0 | 0 |  |  |  |  | 0 | 0 | 0 | 3.47e-07 | #VALUE! | #VALUE! | #VALUE! | #VALUE! | #VALUE! | #VALUE! |  |  |  |  | 0 | 0 | 0 |  |  |  |  | 0 | 0 | 0 | -0.0023338 | #VALUE! | #VALUE! | #VALUE! | #VALUE! | #VALUE! | #VALUE! |  |  |  |  | 0 | 0 | 0 | -2.245e-13 | #VALUE! | #VALUE! | #VALUE! | #VALUE! | #VALUE! | #VALUE! | -0.00031549 | #VALUE! | #VALUE! | #VALUE! | #VALUE! | #VALUE! | #VALUE! |  |  |  |  | 0 | 0 | 0 |  |  |  |  | 0 | 0 | 0 | 1.4439e-06 | #VALUE! | #VALUE! | #VALUE! | #VALUE! | #VALUE! | #VALUE! |  |  |  |  | 0 | 0 | 0 |  |  |  |  | 0 | 0 | 0 | 5.5779e-07 | #VALUE! | #VALUE! | #VALUE! | #VALUE! | #VALUE! | #VALUE! |  |  |  |  | 0 | 0 | 0 |  |  |  |  | 0 | 0 | 0 | -0.00032402 | #VALUE! | #VALUE! | #VALUE! | #VALUE! | #VALUE! | #VALUE! |  |  |  |  | 0 | 0 | 0 | -0.0028063 | #VALUE! | #VALUE! | #VALUE! | #VALUE! | #VALUE! | #VALUE! |  |  |  |  | 0 | 0 | 0 |  |  |  |  | 0 | 0 | 0 |  |  |  |  | 0 | 0 | 0 | -11631916.3701 | #VALUE! | #VALUE! | #VALUE! | #VALUE! | #VALUE! | #VALUE! |  |  |  |  | 0 | 0 | 0 | 5.5971e-05 | #VALUE! | #VALUE! | #VALUE! | #VALUE! | #VALUE! | #VALUE! | -3.1739e-05 | #VALUE! | #VALUE! | #VALUE! | #VALUE! | #VALUE! | #VALUE! |  |  |  |  | 0 | 0 | 0 |  |  |  |  | 0 | 0 | 0 | 0.0006642 | #VALUE! | #VALUE! | #VALUE! | #VALUE! | #VALUE! | #VALUE! |  |  |  |  | 0 | 0 | 0 |  |  |  |  | 0 | 0 | 0 |  |  |  |  | 0 | 0 | 0 |  |  |  |  | 0 | 0 | 0 |  |  |  |  | 0 | 0 | 0 | -1.7556e-05 | #VALUE! | #VALUE! | #VALUE! | #VALUE! | #VALUE! | #VALUE! | -7.8076e-05 | #VALUE! | #VALUE! | #VALUE! | #VALUE! | #VALUE! | #VALUE! |  |  |  |  | 0 | 0 | 0 | 3.0927e-05 | #VALUE! | #VALUE! | #VALUE! | #VALUE! | #VALUE! | #VALUE! |  |  |  |  | 0 | 0 | 0 |  |  |  |  | 0 | 0 | 0 | -8.0717e-07 | #VALUE! | #VALUE! | #VALUE! | #VALUE! | #VALUE! | #VALUE! | -5.869e-05 | #VALUE! | #VALUE! | #VALUE! | #VALUE! | #VALUE! | #VALUE! |  |  |  |  | 0 | 0 | 0 |  |  |  |  | 0 | 0 | 0 |  |  |  |  | 0 | 0 | 0 |  |  |  |  | 0 | 0 | 0 | -2.1608e-05 | #VALUE! | #VALUE! | #VALUE! | #VALUE! | #VALUE! | #VALUE! | -1.0872e-11 | #VALUE! | #VALUE! | #VALUE! | #VALUE! | #VALUE! | #VALUE! |  |  |  |  | 0 | 0 | 0 | 1.3611e-06 | #VALUE! | #VALUE! | #VALUE! | #VALUE! | #VALUE! | #VALUE! |  |  |  |  | 0 | 0 | 0 |  |  |  |  | 0 | 0 | 0 | 2.627e-07 | #VALUE! | #VALUE! | #VALUE! | #VALUE! | #VALUE! | #VALUE! | -2.5962e-06 | #VALUE! | #VALUE! | #VALUE! | #VALUE! | #VALUE! | #VALUE! |  |  |  |  | 0 | 0 | 0 |  |  |  |  | 0 | 0 | 0 |  |  |  |  | 0 | 0 | 0 |  |  |  |  | 0 | 0 | 0 | -1.3076e-08 | #VALUE! | #VALUE! | #VALUE! | #VALUE! | #VALUE! | #VALUE! | -1.266e-11 | #VALUE! | #VALUE! | #VALUE! | #VALUE! | #VALUE! | #VALUE! |  |  |  |  | 0 | 0 | 0 |  |  |  |  | 0 | 0 | 0 |  |  |  |  | 0 | 0 | 0 |  |  |  |  | 0 | 0 | 0 |  |  |  |  | 0 | 0 | 0 | -7.5976e-05 | #VALUE! | #VALUE! | #VALUE! | #VALUE! | #VALUE! | #VALUE! |  |  |  |  | 0 | 0 | 0 |  |  |  |  | 0 | 0 | 0 |  |  |  |  | 0 | 0 | 0 |  |  |  |  | 0 | 0 | 0 |  |  |  |  | 0 | 0 | 0 |  |  |  |  | 0 | 0 | 0 |  |  |  |  | 0 | 0 | 0 |  |  |  |  | 0 | 0 | 0 |  |  |  |  | 0 | 0 | 0 |  |  |  |  | 0 | 0 | 0 |  |  |  |  | 0 | 0 | 0 |  |  |  |  | 0 | 0 | 0 |  |  |  |  | 0 | 0 | 0 |  |  |  |  | 0 | 0 | 0 |  |  |  |  | 0 | 0 | 0 |  |  |  |  | 0 | 0 | 0 |  |  |  |  | 0 | 0 | 0 |  |  |  |  | 0 | 0 | 0 |  |  |  |  | 0 | 0 | 0 |  |  |  |  | 0 | 0 | 0 |  |  |  |  | 0 | 0 | 0 |  |  |  |  | 0 | 0 | 0 |  |  |  |  | 0 | 0 | 0 |  |  |  |  | 0 | 0 | 0 |  |  |  |  | 0 | 0 | 0 |  |  |  |  | 0 | 0 | 0 |  |  |  |  | 0 | 0 | 0 |  |  |  |  | 0 | 0 | 0 |  |  |  |  | 0 | 0 | 0 |  |  |  |  | 0 | 0 | 0 |  |  |  |  | 0 | 0 | 0 |  |  |  |  | 0 | 0 | 0 |  |  |  |  | 0 | 0 | 0 |  |  |  |  | 0 | 0 | 0 |  |  |  |  | 0 | 0 | 0 |  |  |  |  | 0 | 0 | 0 |  |  |  |  | 0 | 0 | 0 |  |  |  |  | 0 | 0 | 0 |  |  |  |  | 0 | 0 | 0 |  |  |  |  | 0 | 0 | 0 | -3.9671e-06 | #VALUE! | #VALUE! | #VALUE! | #VALUE! | #VALUE! | #VALUE! | -1.32e-11 | #VALUE! | #VALUE! | #VALUE! | #VALUE! | #VALUE! | #VALUE! |  |  |  |  | 0 | 0 | 0 |  |  |  |  | 0 | 0 | 0 |  |  |  |  | 0 | 0 | 0 |  |  |  |  | 0 | 0 | 0 |  |  |  |  | 0 | 0 | 0 | -7.403e-05 | #VALUE! | #VALUE! | #VALUE! | #VALUE! | #VALUE! | #VALUE! |  |  |  |  | 0 | 0 | 0 |  |  |  |  | 0 | 0 | 0 |  |  |  |  | 0 | 0 | 0 |  |  |  |  | 0 | 0 | 0 |  |  |  |  | 0 | 0 | 0 | -5.2746e-05 | #VALUE! | #VALUE! | #VALUE! | #VALUE! | #VALUE! | #VALUE! |  |  |  |  | 0 | 0 | 0 |  |  |  |  | 0 | 0 | 0 |  |  |  |  | 0 | 0 | 0 |  |  |  |  | 0 | 0 | 0 |  |  |  |  | 0 | 0 | 0 |  |  |  |  | 0 | 0 | 0 |  |  |  |  | 0 | 0 | 0 |  |  |  |  | 0 | 0 | 0 |  |  |  |  | 0 | 0 | 0 |  |  |  |  | 0 | 0 | 0 |  |  |  |  | 0 | 0 | 0 | -1.4484e-06 | #VALUE! | #VALUE! | #VALUE! | #VALUE! | #VALUE! | #VALUE! |  |  |  |  | 0 | 0 | 0 |  |  |  |  | 0 | 0 | 0 |  |  |  |  | 0 | 0 | 0 |  |  |  |  | 0 | 0 | 0 |  |  |  |  | 0 | 0 | 0 | -5.2579e-05 | #VALUE! | #VALUE! | #VALUE! | #VALUE! | #VALUE! | #VALUE! |  |  |  |  | 0 | 0 | 0 |  |  |  |  | 0 | 0 | 0 |  |  |  |  | 0 | 0 | 0 |  |  |  |  | 0 | 0 | 0 |  |  |  |  | 0 | 0 | 0 |  |  |  |  | 0 | 0 | 0 |  |  |  |  | 0 | 0 | 0 |  |  |  |  | 0 | 0 | 0 |  |  |  |  | 0 | 0 | 0 |  |  |  |  | 0 | 0 | 0 |  |  |  |  | 0 | 0 | 0 |  |  |  |  | 0 | 0 | 0 |  |  |  |  | 0 | 0 | 0 |  |  |  |  | 0 | 0 | 0 |  |  |  |  | 0 | 0 | 0 |  |  |  |  | 0 | 0 | 0 |  |  |  |  | 0 | 0 | 0 |  |  |  |  | 0 | 0 | 0 |  |  |  |  | 0 | 0 | 0 |  |  |  |  | 0 | 0 | 0 |  |  |  |  | 0 | 0 | 0 |  |  |  |  | 0 | 0 | 0 |  |  |  |  | 0 | 0 | 0 |  |  |  |  | 0 | 0 | 0 |  |  |  |  | 0 | 0 | 0 |  |  |  |  | 0 | 0 | 0 |  |  |  |  | 0 | 0 | 0 |  |  |  |  | 0 | 0 | 0 |  |  |  |  | 0 | 0 | 0 |  |  |  |  | 0 | 0 | 0 |  |  |  |  | 0 | 0 | 0 |  |  |  |  | 0 | 0 | 0 |  |  |  |  | 0 | 0 | 0 |  |  |  |  | 0 | 0 | 0 |  |  |  |  | 0 | 0 | 0 |  |  |  |  | 0 | 0 | 0 |  |  |  |  | 0 | 0 | 0 |  |  |  |  | 0 | 0 | 0 |  |  |  |  | 0 | 0 | 0 |  |  |  |  | 0 | 0 | 0 |  |  |  |  | 0 | 0 | 0 | -1.8482e-06 | #VALUE! | #VALUE! | #VALUE! | #VALUE! | #VALUE! | #VALUE! |  |  |  |  | 0 | 0 | 0 |  |  |  |  | 0 | 0 | 0 |  |  |  |  | 0 | 0 | 0 |  |  |  |  | 0 | 0 | 0 |  |  |  |  | 0 | 0 | 0 | 1.2167e-06 | #VALUE! | #VALUE! | #VALUE! | #VALUE! | #VALUE! | #VALUE! |  |  |  |  | 0 | 0 | 0 |  |  |  |  | 0 | 0 | 0 |  |  |  |  | 0 | 0 | 0 |  |  |  |  | 0 | 0 | 0 |  |  |  |  | 0 | 0 | 0 | -1.6234e-06 | #VALUE! | #VALUE! | #VALUE! | #VALUE! | #VALUE! | #VALUE! |  |  |  |  | 0 | 0 | 0 |  |  |  |  | 0 | 0 | 0 |  |  |  |  | 0 | 0 | 0 |  |  |  |  | 0 | 0 | 0 |  |  |  |  | 0 | 0 | 0 |  |  |  |  | 0 | 0 | 0 |  |  |  |  | 0 | 0 | 0 |  |  |  |  | 0 | 0 | 0 |  |  |  |  | 0 | 0 | 0 |  |  |  |  | 0 | 0 | 0 |  |  |  |  | 0 | 0 | 0 | 6.3434e-06 | #VALUE! | #VALUE! | #VALUE! | #VALUE! | #VALUE! | #VALUE! |  |  |  |  | 0 | 0 | 0 |  |  |  |  | 0 | 0 | 0 |  |  |  |  | 0 | 0 | 0 |  |  |  |  | 0 | 0 | 0 |  |  |  |  | 0 | 0 | 0 |  |  |  |  | 0 | 0 | 0 |  |  |  |  | 0 | 0 | 0 |  |  |  |  | 0 | 0 | 0 |  |  |  |  | 0 | 0 | 0 |  |  |  |  | 0 | 0 | 0 |  |  |  |  | 0 | 0 | 0 |  |  |  |  | 0 | 0 | 0 |  |  |  |  | 0 | 0 | 0 |  |  |  |  | 0 | 0 | 0 |  |  |  |  | 0 | 0 | 0 |  |  |  |  | 0 | 0 | 0 |  |  |  |  | 0 | 0 | 0 |  |  |  |  | 0 | 0 | 0 |  |  |  |  | 0 | 0 | 0 |  |  |  |  | 0 | 0 | 0 |  |  |  |  | 0 | 0 | 0 |  |  |  |  | 0 | 0 | 0 |  |  |  |  | 0 | 0 | 0 |  |  |  |  | 0 | 0 | 0 |  |  |  |  | 0 | 0 | 0 |  |  |  |  | 0 | 0 | 0 |  |  |  |  | 0 | 0 | 0 |  |  |  |  | 0 | 0 | 0 |  |  |  |  | 0 | 0 | 0 |  |  |  |  | 0 | 0 | 0 |  |  |  |  | 0 | 0 | 0 |  |  |  |  | 0 | 0 | 0 |  |  |  |  | 0 | 0 | 0 |  |  |  |  | 0 | 0 | 0 |  |  |  |  | 0 | 0 | 0 |  |  |  |  | 0 | 0 | 0 |  |  |  |  | 0 | 0 | 0 |  |  |  |  | 0 | 0 | 0 |  |  |  |  | 0 | 0 | 0 |  |  |  |  | 0 | 0 | 0 |  |  |  |  | 0 | 0 | 0 |  |  |  |  | 0 | 0 | 0 |  |  |  |  | 0 | 0 | 0
|  |  | 0 | 0 | 0 |  |  |  |  | 0 | 0 | 0 |  |  |  |  | 0 | 0 | 0 |  |  |  |  | 0 | 0 | 0 | 0.00079964 | #VALUE! | #VALUE! | #VALUE! | #VALUE! | #VALUE! | #VALUE! | 0.00017966 | #VALUE! | #VALUE! | #VALUE! | #VALUE! | #VALUE! | #VALUE! | 5.3763e-05 | #VALUE! | #VALUE! | #VALUE! | #VALUE! | #VALUE! | #VALUE! |  |  |  |  | 0 | 0 | 0 | -5.0709e-05 | #VALUE! | #VALUE! | #VALUE! | #VALUE! | #VALUE! | #VALUE! |  |  |  |  | 0 | 0 | 0 | -17665428.7357 | #VALUE! | #VALUE! | #VALUE! | #VALUE! | #VALUE! | #VALUE! | 0.0014697 | #VALUE! | #VALUE! | #VALUE! | #VALUE! | #VALUE! | #VALUE! | -1.2849e-07 | #VALUE! | #VALUE! | #VALUE! | #VALUE! | #VALUE! | #VALUE! |  |  |  |  | 0 | 0 | 0 |  |  |  |  | 0 | 0 | 0 |  |  |  |  | 0 | 0 | 0 | 2.9097e-06 | #VALUE! | #VALUE! | #VALUE! | #VALUE! | #VALUE! | #VALUE! | 0.00014036 | #VALUE! | #VALUE! | #VALUE! | #VALUE! | #VALUE! | #VALUE! |  |  |  |  | 0 | 0 | 0 |  |  |  |  | 0 | 0 | 0 |  |  |  |  | 0 | 0 | 0 |  |  |  |  | 0 | 0 | 0 | 0.002957 | #VALUE! | #VALUE! | #VALUE! | #VALUE! | #VALUE! | #VALUE! | 0.00061907 | #VALUE! | #VALUE! | #VALUE! | #VALUE! | #VALUE! | #VALUE! | -0.002529 | #VALUE! | #VALUE! | #VALUE! | #VALUE! | #VALUE! | #VALUE! |  |  |  |  | 0 | 0 | 0 |  |  |  |  | 0 | 0 | 0 |  |  |  |  | 0 | 0 | 0 | 1.0977e-05 | #VALUE! | #VALUE! | #VALUE! | #VALUE! | #VALUE! | #VALUE! | -5993.9076 | #VALUE! | #VALUE! | #VALUE! | #VALUE! | #VALUE! | #VALUE! | -1.9855e-07 | #VALUE! | #VALUE! | #VALUE! | #VALUE! | #VALUE! | #VALUE! |  |  |  |  | 0 | 0 | 0 |  |  |  |  | 0 | 0 | 0 |  |  |  |  | 0 | 0 | 0 | -6.9282e-12 | #VALUE! | #VALUE! | #VALUE! | #VALUE! | #VALUE! | #VALUE! | 1.0472e-07 | #VALUE! | #VALUE! | #VALUE! | #VALUE! | #VALUE! | #VALUE! |  |  |  |  | 0 | 0 | 0 | -0.00016098 | #VALUE! | #VALUE! | #VALUE! | #VALUE! | #VALUE! | #VALUE! |  |  |  |  | 0 | 0 | 0 |  |  |  |  | 0 | 0 | 0 | -0.00013454 | #VALUE! | #VALUE! | #VALUE! | #VALUE! | #VALUE! | #VALUE! |  |  |  |  | 0 | 0 | 0 |  |  |  |  | 0 | 0 | 0 | -8.531e-06 | #VALUE! | #VALUE! | #VALUE! | #VALUE! | #VALUE! | #VALUE! |  |  |  |  | 0 | 0 | 0 |  |  |  |  | 0 | 0 | 0 | 9.7619e-06 | #VALUE! | #VALUE! | #VALUE! | #VALUE! | #VALUE! | #VALUE! |  |  |  |  | 0 | 0 | 0 | 4864408.5944 | #VALUE! | #VALUE! | #VALUE! | #VALUE! | #VALUE! | #VALUE! | -0.0016326 | #VALUE! | #VALUE! | #VALUE! | #VALUE! | #VALUE! | #VALUE! |  |  |  |  | 0 | 0 | 0 |  |  |  |  | 0 | 0 | 0 | -0.00014714 | #VALUE! | #VALUE! | #VALUE! | #VALUE! | #VALUE! | #VALUE! |  |  |  |  | 0 | 0 | 0 |  |  |  |  | 0 | 0 | 0 | -1.0515e-05 | #VALUE! | #VALUE! | #VALUE! | #VALUE! | #VALUE! | #VALUE! |  |  |  |  | 0 | 0 | 0 |  |  |  |  | 0 | 0 | 0 | -9.7773e-07 | #VALUE! | #VALUE! | #VALUE! | #VALUE! | #VALUE! | #VALUE! |  |  |  |  | 0 | 0 | 0 | -2.0776e-13 | #VALUE! | #VALUE! | #VALUE! | #VALUE! | #VALUE! | #VALUE! |  |  |  |  | 0 | 0 | 0 |  |  |  |  | 0 | 0 | 0 |  |  |  |  | 0 | 0 | 0 | 1.4408e-05 | #VALUE! | #VALUE! | #VALUE! | #VALUE! | #VALUE! | #VALUE! |  |  |  |  | 0 | 0 | 0 | 3.6616e-05 | #VALUE! | #VALUE! | #VALUE! | #VALUE! | #VALUE! | #VALUE! | -1.2006e-05 | #VALUE! | #VALUE! | #VALUE! | #VALUE! | #VALUE! | #VALUE! |  |  |  |  | 0 | 0 | 0 |  |  |  |  | 0 | 0 | 0 | -0.005712 | #VALUE! | #VALUE! | #VALUE! | #VALUE! | #VALUE! | #VALUE! |  |  |  |  | 0 | 0 | 0 |  |  |  |  | 0 | 0 | 0 |  |  |  |  | 0 | 0 | 0 |  |  |  |  | 0 | 0 | 0 |  |  |  |  | 0 | 0 | 0 | 0.00034421 | #VALUE! | #VALUE! | #VALUE! | #VALUE! | #VALUE! | #VALUE! | -1.8377e-06 | #VALUE! | #VALUE! | #VALUE! | #VALUE! | #VALUE! | #VALUE! |  |  |  |  | 0 | 0 | 0 | 5882299.8344 | #VALUE! | #VALUE! | #VALUE! | #VALUE! | #VALUE! | #VALUE! |  |  |  |  | 0 | 0 | 0 |  |  |  |  | 0 | 0 | 0 | -1.0304e-06 | #VALUE! | #VALUE! | #VALUE! | #VALUE! | #VALUE! | #VALUE! | -1.7788e-06 | #VALUE! | #VALUE! | #VALUE! | #VALUE! | #VALUE! | #VALUE! |  |  |  |  | 0 | 0 | 0 |  |  |  |  | 0 | 0 | 0 |  |  |  |  | 0 | 0 | 0 |  |  |  |  | 0 | 0 | 0 | 0.00045015 | #VALUE! | #VALUE! | #VALUE! | #VALUE! | #VALUE! | #VALUE! | -5.0192e-05 | #VALUE! | #VALUE! | #VALUE! | #VALUE! | #VALUE! | #VALUE! |  |  |  |  | 0 | 0 | 0 |  |  |  |  | 0 | 0 | 0 |  |  |  |  | 0 | 0 | 0 |  |  |  |  | 0 | 0 | 0 | -2.9784e-07 | #VALUE! | #VALUE! | #VALUE! | #VALUE! | #VALUE! | #VALUE! | -5.0989e-05 | #VALUE! | #VALUE! | #VALUE! | #VALUE! | #VALUE! | #VALUE! |  |  |  |  | 0 | 0 | 0 |  |  |  |  | 0 | 0 | 0 |  |  |  |  | 0 | 0 | 0 |  |  |  |  | 0 | 0 | 0 | 2.5753e-08 | #VALUE! | #VALUE! | #VALUE! | #VALUE! | #VALUE! | #VALUE! | -6.2044e-05 | #VALUE! | #VALUE! | #VALUE! | #VALUE! | #VALUE! | #VALUE! |  |  |  |  | 0 | 0 | 0 |  |  |  |  | 0 | 0 | 0 |  |  |  |  | 0 | 0 | 0 |  |  |  |  | 0 | 0 | 0 |  |  |  |  | 0 | 0 | 0 | -1.0891e-11 | #VALUE! | #VALUE! | #VALUE! | #VALUE! | #VALUE! | #VALUE! |  |  |  |  | 0 | 0 | 0 |  |  |  |  | 0 | 0 | 0 |  |  |  |  | 0 | 0 | 0 |  |  |  |  | 0 | 0 | 0 |  |  |  |  | 0 | 0 | 0 |  |  |  |  | 0 | 0 | 0 |  |  |  |  | 0 | 0 | 0 |  |  |  |  | 0 | 0 | 0 |  |  |  |  | 0 | 0 | 0 |  |  |  |  | 0 | 0 | 0 |  |  |  |  | 0 | 0 | 0 |  |  |  |  | 0 | 0 | 0 |  |  |  |  | 0 | 0 | 0 |  |  |  |  | 0 | 0 | 0 |  |  |  |  | 0 | 0 | 0 |  |  |  |  | 0 | 0 | 0 |  |  |  |  | 0 | 0 | 0 |  |  |  |  | 0 | 0 | 0 |  |  |  |  | 0 | 0 | 0 |  |  |  |  | 0 | 0 | 0 |  |  |  |  | 0 | 0 | 0 |  |  |  |  | 0 | 0 | 0 |  |  |  |  | 0 | 0 | 0 |  |  |  |  | 0 | 0 | 0 |  |  |  |  | 0 | 0 | 0 |  |  |  |  | 0 | 0 | 0 |  |  |  |  | 0 | 0 | 0 |  |  |  |  | 0 | 0 | 0 |  |  |  |  | 0 | 0 | 0 |  |  |  |  | 0 | 0 | 0 |  |  |  |  | 0 | 0 | 0 |  |  |  |  | 0 | 0 | 0 |  |  |  |  | 0 | 0 | 0 |  |  |  |  | 0 | 0 | 0 |  |  |  |  | 0 | 0 | 0 |  |  |  |  | 0 | 0 | 0 |  |  |  |  | 0 | 0 | 0 |  |  |  |  | 0 | 0 | 0 |  |  |  |  | 0 | 0 | 0 |  |  |  |  | 0 | 0 | 0 | -3.5307e-05 | #VALUE! | #VALUE! | #VALUE! | #VALUE! | #VALUE! | #VALUE! | -73775486.728 | #VALUE! | #VALUE! | #VALUE! | #VALUE! | #VALUE! | #VALUE! |  |  |  |  | 0 | 0 | 0 |  |  |  |  | 0 | 0 | 0 |  |  |  |  | 0 | 0 | 0 |  |  |  |  | 0 | 0 | 0 |  |  |  |  | 0 | 0 | 0 | -2.0588e-06 | #VALUE! | #VALUE! | #VALUE! | #VALUE! | #VALUE! | #VALUE! |  |  |  |  | 0 | 0 | 0 |  |  |  |  | 0 | 0 | 0 |  |  |  |  | 0 | 0 | 0 |  |  |  |  | 0 | 0 | 0 |  |  |  |  | 0 | 0 | 0 | 0.00077581 | #VALUE! | #VALUE! | #VALUE! | #VALUE! | #VALUE! | #VALUE! |  |  |  |  | 0 | 0 | 0 |  |  |  |  | 0 | 0 | 0 |  |  |  |  | 0 | 0 | 0 |  |  |  |  | 0 | 0 | 0 |  |  |  |  | 0 | 0 | 0 |  |  |  |  | 0 | 0 | 0 |  |  |  |  | 0 | 0 | 0 |  |  |  |  | 0 | 0 | 0 |  |  |  |  | 0 | 0 | 0 |  |  |  |  | 0 | 0 | 0 |  |  |  |  | 0 | 0 | 0 | -5.4085e-05 | #VALUE! | #VALUE! | #VALUE! | #VALUE! | #VALUE! | #VALUE! |  |  |  |  | 0 | 0 | 0 |  |  |  |  | 0 | 0 | 0 |  |  |  |  | 0 | 0 | 0 |  |  |  |  | 0 | 0 | 0 |  |  |  |  | 0 | 0 | 0 | 0.0007973 | #VALUE! | #VALUE! | #VALUE! | #VALUE! | #VALUE! | #VALUE! |  |  |  |  | 0 | 0 | 0 |  |  |  |  | 0 | 0 | 0 |  |  |  |  | 0 | 0 | 0 |  |  |  |  | 0 | 0 | 0 |  |  |  |  | 0 | 0 | 0 |  |  |  |  | 0 | 0 | 0 |  |  |  |  | 0 | 0 | 0 |  |  |  |  | 0 | 0 | 0 |  |  |  |  | 0 | 0 | 0 |  |  |  |  | 0 | 0 | 0 |  |  |  |  | 0 | 0 | 0 |  |  |  |  | 0 | 0 | 0 |  |  |  |  | 0 | 0 | 0 |  |  |  |  | 0 | 0 | 0 |  |  |  |  | 0 | 0 | 0 |  |  |  |  | 0 | 0 | 0 |  |  |  |  | 0 | 0 | 0 |  |  |  |  | 0 | 0 | 0 |  |  |  |  | 0 | 0 | 0 |  |  |  |  | 0 | 0 | 0 |  |  |  |  | 0 | 0 | 0 |  |  |  |  | 0 | 0 | 0 |  |  |  |  | 0 | 0 | 0 |  |  |  |  | 0 | 0 | 0 |  |  |  |  | 0 | 0 | 0 |  |  |  |  | 0 | 0 | 0 |  |  |  |  | 0 | 0 | 0 |  |  |  |  | 0 | 0 | 0 |  |  |  |  | 0 | 0 | 0 |  |  |  |  | 0 | 0 | 0 |  |  |  |  | 0 | 0 | 0 |  |  |  |  | 0 | 0 | 0 |  |  |  |  | 0 | 0 | 0 |  |  |  |  | 0 | 0 | 0 |  |  |  |  | 0 | 0 | 0 |  |  |  |  | 0 | 0 | 0 |  |  |  |  | 0 | 0 | 0 |  |  |  |  | 0 | 0 | 0 |  |  |  |  | 0 | 0 | 0 |  |  |  |  | 0 | 0 | 0 |  |  |  |  | 0 | 0 | 0 | -4.4624e-05 | #VALUE! | #VALUE! | #VALUE! | #VALUE! | #VALUE! | #VALUE! |  |  |  |  | 0 | 0 | 0 |  |  |  |  | 0 | 0 | 0 |  |  |  |  | 0 | 0 | 0 |  |  |  |  | 0 | 0 | 0 |  |  |  |  | 0 | 0 | 0 | -1.771e-06 | #VALUE! | #VALUE! | #VALUE! | #VALUE! | #VALUE! | #VALUE! |  |  |  |  | 0 | 0 | 0 |  |  |  |  | 0 | 0 | 0 |  |  |  |  | 0 | 0 | 0 |  |  |  |  | 0 | 0 | 0 |  |  |  |  | 0 | 0 | 0 | -5.2715e-05 | #VALUE! | #VALUE! | #VALUE! | #VALUE! | #VALUE! | #VALUE! |  |  |  |  | 0 | 0 | 0 |  |  |  |  | 0 | 0 | 0 |  |  |  |  | 0 | 0 | 0 |  |  |  |  | 0 | 0 | 0 |  |  |  |  | 0 | 0 | 0 |  |  |  |  | 0 | 0 | 0 |  |  |  |  | 0 | 0 | 0 |  |  |  |  | 0 | 0 | 0 |  |  |  |  | 0 | 0 | 0 |  |  |  |  | 0 | 0 | 0 |  |  |  |  | 0 | 0 | 0 |  |  |  |  | 0 | 0 | 0 |  |  |  |  | 0 | 0 | 0 |  |  |  |  | 0 | 0 | 0 |  |  |  |  | 0 | 0 | 0 |  |  |  |  | 0 | 0 | 0 |  |  |  |  | 0 | 0 | 0 |  |  |  |  | 0 | 0 | 0 |  |  |  |  | 0 | 0 | 0 |  |  |  |  | 0 | 0 | 0 |  |  |  |  | 0 | 0 | 0 |  |  |  |  | 0 | 0 | 0 |  |  |  |  | 0 | 0 | 0 |  |  |  |  | 0 | 0 | 0 |  |  |  |  | 0 | 0 | 0 |  |  |  |  | 0 | 0 | 0 |  |  |  |  | 0 | 0 | 0 |  |  |  |  | 0 | 0 | 0 |  |  |  |  | 0 | 0 | 0 |  |  |  |  | 0 | 0 | 0 |  |  |  |  | 0 | 0 | 0 |  |  |  |  | 0 | 0 | 0 |  |  |  |  | 0 | 0 | 0 |  |  |  |  | 0 | 0 | 0 |  |  |  |  | 0 | 0 | 0 |  |  |  |  | 0 | 0 | 0 |  |  |  |  | 0 | 0 | 0 |  |  |  |  | 0 | 0 | 0 |  |  |  |  | 0 | 0 | 0 |  |  |  |  | 0 | 0 | 0 |  |  |  |  | 0 | 0 | 0 |  |  |  |  | 0 | 0 | 0 |  |  |  |  | 0 | 0 | 0 |  |  |  |  | 0 | 0 | 0 |  |  |  |  | 0 | 0 | 0 |  |  |  |  | 0 | 0 | 0 |  |  |  |  | 0 | 0 | 0 |  |  |  |  | 0 | 0 | 0 |  |  |  |  | 0 | 0 | 0 |  |  |  |  | 0 | 0 | 0 |  |  |  |  | 0 | 0 | 0 |  |  |  |  | 0 | 0 | 0 |  |  |  |  | 0 | 0 | 0 |  |  |  |  | 0 | 0 | 0 |  |  |  |  | 0 | 0 | 0
|  |  | 0 | 0 | 0 |  |  |  |  | 0 | 0 | 0 |  |  |  |  | 0 | 0 | 0 |  |  |  |  | 0 | 0 | 0 | 0.0017495 | #VALUE! | #VALUE! | #VALUE! | #VALUE! | #VALUE! | #VALUE! | 6.8747e-05 | #VALUE! | #VALUE! | #VALUE! | #VALUE! | #VALUE! | #VALUE! |  |  |  |  | 0 | 0 | 0 |  |  |  |  | 0 | 0 | 0 | 0.00065683 | #VALUE! | #VALUE! | #VALUE! | #VALUE! | #VALUE! | #VALUE! |  |  |  |  | 0 | 0 | 0 | 1.9085e-05 | #VALUE! | #VALUE! | #VALUE! | #VALUE! | #VALUE! | #VALUE! | 0.0001835 | #VALUE! | #VALUE! | #VALUE! | #VALUE! | #VALUE! | #VALUE! | -2.4501e-06 | #VALUE! | #VALUE! | #VALUE! | #VALUE! | #VALUE! | #VALUE! |  |  |  |  | 0 | 0 | 0 |  |  |  |  | 0 | 0 | 0 |  |  |  |  | 0 | 0 | 0 | -0.00021254 | #VALUE! | #VALUE! | #VALUE! | #VALUE! | #VALUE! | #VALUE! | 0.00012268 | #VALUE! | #VALUE! | #VALUE! | #VALUE! | #VALUE! | #VALUE! |  |  |  |  | 0 | 0 | 0 |  |  |  |  | 0 | 0 | 0 |  |  |  |  | 0 | 0 | 0 |  |  |  |  | 0 | 0 | 0 | 0.004361 | #VALUE! | #VALUE! | #VALUE! | #VALUE! | #VALUE! | #VALUE! | 7.5745e-05 | #VALUE! | #VALUE! | #VALUE! | #VALUE! | #VALUE! | #VALUE! | -5.8778e-06 | #VALUE! | #VALUE! | #VALUE! | #VALUE! | #VALUE! | #VALUE! |  |  |  |  | 0 | 0 | 0 |  |  |  |  | 0 | 0 | 0 |  |  |  |  | 0 | 0 | 0 | -0.00028569 | #VALUE! | #VALUE! | #VALUE! | #VALUE! | #VALUE! | #VALUE! | 0.0011793 | #VALUE! | #VALUE! | #VALUE! | #VALUE! | #VALUE! | #VALUE! | 3.3126e-06 | #VALUE! | #VALUE! | #VALUE! | #VALUE! | #VALUE! | #VALUE! |  |  |  |  | 0 | 0 | 0 |  |  |  |  | 0 | 0 | 0 |  |  |  |  | 0 | 0 | 0 | -9.7237e-05 | #VALUE! | #VALUE! | #VALUE! | #VALUE! | #VALUE! | #VALUE! | -7649.732 | #VALUE! | #VALUE! | #VALUE! | #VALUE! | #VALUE! | #VALUE! |  |  |  |  | 0 | 0 | 0 | -0.00068673 | #VALUE! | #VALUE! | #VALUE! | #VALUE! | #VALUE! | #VALUE! |  |  |  |  | 0 | 0 | 0 |  |  |  |  | 0 | 0 | 0 | 0.00048074 | #VALUE! | #VALUE! | #VALUE! | #VALUE! | #VALUE! | #VALUE! |  |  |  |  | 0 | 0 | 0 |  |  |  |  | 0 | 0 | 0 | 9.5082e-06 | #VALUE! | #VALUE! | #VALUE! | #VALUE! | #VALUE! | #VALUE! |  |  |  |  | 0 | 0 | 0 |  |  |  |  | 0 | 0 | 0 | -8.8522e-08 | #VALUE! | #VALUE! | #VALUE! | #VALUE! | #VALUE! | #VALUE! |  |  |  |  | 0 | 0 | 0 | -5.4701e-06 | #VALUE! | #VALUE! | #VALUE! | #VALUE! | #VALUE! | #VALUE! | -0.012939 | #VALUE! | #VALUE! | #VALUE! | #VALUE! | #VALUE! | #VALUE! |  |  |  |  | 0 | 0 | 0 |  |  |  |  | 0 | 0 | 0 | 5.5953e-05 | #VALUE! | #VALUE! | #VALUE! | #VALUE! | #VALUE! | #VALUE! |  |  |  |  | 0 | 0 | 0 |  |  |  |  | 0 | 0 | 0 | -5.6055e-06 | #VALUE! | #VALUE! | #VALUE! | #VALUE! | #VALUE! | #VALUE! |  |  |  |  | 0 | 0 | 0 |  |  |  |  | 0 | 0 | 0 | 1.2416e-05 | #VALUE! | #VALUE! | #VALUE! | #VALUE! | #VALUE! | #VALUE! |  |  |  |  | 0 | 0 | 0 | -5.3642e-06 | #VALUE! | #VALUE! | #VALUE! | #VALUE! | #VALUE! | #VALUE! |  |  |  |  | 0 | 0 | 0 |  |  |  |  | 0 | 0 | 0 |  |  |  |  | 0 | 0 | 0 | 9.6469e-06 | #VALUE! | #VALUE! | #VALUE! | #VALUE! | #VALUE! | #VALUE! |  |  |  |  | 0 | 0 | 0 |  |  |  |  | 0 | 0 | 0 |  |  |  |  | 0 | 0 | 0 |  |  |  |  | 0 | 0 | 0 |  |  |  |  | 0 | 0 | 0 | 0.0013203 | #VALUE! | #VALUE! | #VALUE! | #VALUE! | #VALUE! | #VALUE! |  |  |  |  | 0 | 0 | 0 |  |  |  |  | 0 | 0 | 0 |  |  |  |  | 0 | 0 | 0 |  |  |  |  | 0 | 0 | 0 |  |  |  |  | 0 | 0 | 0 |  |  |  |  | 0 | 0 | 0 | -2.9568e-06 | #VALUE! | #VALUE! | #VALUE! | #VALUE! | #VALUE! | #VALUE! |  |  |  |  | 0 | 0 | 0 | -7.9736e-05 | #VALUE! | #VALUE! | #VALUE! | #VALUE! | #VALUE! | #VALUE! |  |  |  |  | 0 | 0 | 0 |  |  |  |  | 0 | 0 | 0 | -2.1694e-05 | #VALUE! | #VALUE! | #VALUE! | #VALUE! | #VALUE! | #VALUE! | -2.5713e-06 | #VALUE! | #VALUE! | #VALUE! | #VALUE! | #VALUE! | #VALUE! |  |  |  |  | 0 | 0 | 0 |  |  |  |  | 0 | 0 | 0 |  |  |  |  | 0 | 0 | 0 |  |  |  |  | 0 | 0 | 0 |  |  |  |  | 0 | 0 | 0 | -1.5578e-06 | #VALUE! | #VALUE! | #VALUE! | #VALUE! | #VALUE! | #VALUE! |  |  |  |  | 0 | 0 | 0 |  |  |  |  | 0 | 0 | 0 |  |  |  |  | 0 | 0 | 0 |  |  |  |  | 0 | 0 | 0 | -9.4572e-07 | #VALUE! | #VALUE! | #VALUE! | #VALUE! | #VALUE! | #VALUE! | 0.00079547 | #VALUE! | #VALUE! | #VALUE! | #VALUE! | #VALUE! | #VALUE! |  |  |  |  | 0 | 0 | 0 |  |  |  |  | 0 | 0 | 0 |  |  |  |  | 0 | 0 | 0 |  |  |  |  | 0 | 0 | 0 | 6.2412e-08 | #VALUE! | #VALUE! | #VALUE! | #VALUE! | #VALUE! | #VALUE! | -1.5375e-06 | #VALUE! | #VALUE! | #VALUE! | #VALUE! | #VALUE! | #VALUE! |  |  |  |  | 0 | 0 | 0 |  |  |  |  | 0 | 0 | 0 |  |  |  |  | 0 | 0 | 0 |  |  |  |  | 0 | 0 | 0 |  |  |  |  | 0 | 0 | 0 | -68822193.0399 | #VALUE! | #VALUE! | #VALUE! | #VALUE! | #VALUE! | #VALUE! |  |  |  |  | 0 | 0 | 0 |  |  |  |  | 0 | 0 | 0 |  |  |  |  | 0 | 0 | 0 |  |  |  |  | 0 | 0 | 0 |  |  |  |  | 0 | 0 | 0 |  |  |  |  | 0 | 0 | 0 |  |  |  |  | 0 | 0 | 0 |  |  |  |  | 0 | 0 | 0 |  |  |  |  | 0 | 0 | 0 |  |  |  |  | 0 | 0 | 0 |  |  |  |  | 0 | 0 | 0 |  |  |  |  | 0 | 0 | 0 |  |  |  |  | 0 | 0 | 0 |  |  |  |  | 0 | 0 | 0 |  |  |  |  | 0 | 0 | 0 |  |  |  |  | 0 | 0 | 0 |  |  |  |  | 0 | 0 | 0 |  |  |  |  | 0 | 0 | 0 |  |  |  |  | 0 | 0 | 0 |  |  |  |  | 0 | 0 | 0 |  |  |  |  | 0 | 0 | 0 |  |  |  |  | 0 | 0 | 0 |  |  |  |  | 0 | 0 | 0 |  |  |  |  | 0 | 0 | 0 |  |  |  |  | 0 | 0 | 0 |  |  |  |  | 0 | 0 | 0 |  |  |  |  | 0 | 0 | 0 |  |  |  |  | 0 | 0 | 0 |  |  |  |  | 0 | 0 | 0 |  |  |  |  | 0 | 0 | 0 |  |  |  |  | 0 | 0 | 0 |  |  |  |  | 0 | 0 | 0 |  |  |  |  | 0 | 0 | 0 |  |  |  |  | 0 | 0 | 0 |  |  |  |  | 0 | 0 | 0 |  |  |  |  | 0 | 0 | 0 |  |  |  |  | 0 | 0 | 0 |  |  |  |  | 0 | 0 | 0 |  |  |  |  | 0 | 0 | 0 |  |  |  |  | 0 | 0 | 0 | 0.0029366 | #VALUE! | #VALUE! | #VALUE! | #VALUE! | #VALUE! | #VALUE! | -7.2227e-05 | #VALUE! | #VALUE! | #VALUE! | #VALUE! | #VALUE! | #VALUE! |  |  |  |  | 0 | 0 | 0 |  |  |  |  | 0 | 0 | 0 |  |  |  |  | 0 | 0 | 0 |  |  |  |  | 0 | 0 | 0 |  |  |  |  | 0 | 0 | 0 | -6.1303e-05 | #VALUE! | #VALUE! | #VALUE! | #VALUE! | #VALUE! | #VALUE! |  |  |  |  | 0 | 0 | 0 |  |  |  |  | 0 | 0 | 0 |  |  |  |  | 0 | 0 | 0 |  |  |  |  | 0 | 0 | 0 |  |  |  |  | 0 | 0 | 0 | -9.9664e-05 | #VALUE! | #VALUE! | #VALUE! | #VALUE! | #VALUE! | #VALUE! |  |  |  |  | 0 | 0 | 0 |  |  |  |  | 0 | 0 | 0 |  |  |  |  | 0 | 0 | 0 |  |  |  |  | 0 | 0 | 0 |  |  |  |  | 0 | 0 | 0 |  |  |  |  | 0 | 0 | 0 |  |  |  |  | 0 | 0 | 0 |  |  |  |  | 0 | 0 | 0 |  |  |  |  | 0 | 0 | 0 |  |  |  |  | 0 | 0 | 0 |  |  |  |  | 0 | 0 | 0 | 0.00081862 | #VALUE! | #VALUE! | #VALUE! | #VALUE! | #VALUE! | #VALUE! |  |  |  |  | 0 | 0 | 0 |  |  |  |  | 0 | 0 | 0 |  |  |  |  | 0 | 0 | 0 |  |  |  |  | 0 | 0 | 0 |  |  |  |  | 0 | 0 | 0 | 3.6317e-06 | #VALUE! | #VALUE! | #VALUE! | #VALUE! | #VALUE! | #VALUE! |  |  |  |  | 0 | 0 | 0 |  |  |  |  | 0 | 0 | 0 |  |  |  |  | 0 | 0 | 0 |  |  |  |  | 0 | 0 | 0 |  |  |  |  | 0 | 0 | 0 |  |  |  |  | 0 | 0 | 0 |  |  |  |  | 0 | 0 | 0 |  |  |  |  | 0 | 0 | 0 |  |  |  |  | 0 | 0 | 0 |  |  |  |  | 0 | 0 | 0 |  |  |  |  | 0 | 0 | 0 |  |  |  |  | 0 | 0 | 0 |  |  |  |  | 0 | 0 | 0 |  |  |  |  | 0 | 0 | 0 |  |  |  |  | 0 | 0 | 0 |  |  |  |  | 0 | 0 | 0 |  |  |  |  | 0 | 0 | 0 |  |  |  |  | 0 | 0 | 0 |  |  |  |  | 0 | 0 | 0 |  |  |  |  | 0 | 0 | 0 |  |  |  |  | 0 | 0 | 0 |  |  |  |  | 0 | 0 | 0 |  |  |  |  | 0 | 0 | 0 |  |  |  |  | 0 | 0 | 0 |  |  |  |  | 0 | 0 | 0 |  |  |  |  | 0 | 0 | 0 |  |  |  |  | 0 | 0 | 0 |  |  |  |  | 0 | 0 | 0 |  |  |  |  | 0 | 0 | 0 |  |  |  |  | 0 | 0 | 0 |  |  |  |  | 0 | 0 | 0 |  |  |  |  | 0 | 0 | 0 |  |  |  |  | 0 | 0 | 0 |  |  |  |  | 0 | 0 | 0 |  |  |  |  | 0 | 0 | 0 |  |  |  |  | 0 | 0 | 0 |  |  |  |  | 0 | 0 | 0 |  |  |  |  | 0 | 0 | 0 |  |  |  |  | 0 | 0 | 0 |  |  |  |  | 0 | 0 | 0 |  |  |  |  | 0 | 0 | 0 | 0.00063794 | #VALUE! | #VALUE! | #VALUE! | #VALUE! | #VALUE! | #VALUE! |  |  |  |  | 0 | 0 | 0 |  |  |  |  | 0 | 0 | 0 |  |  |  |  | 0 | 0 | 0 |  |  |  |  | 0 | 0 | 0 |  |  |  |  | 0 | 0 | 0 | -4.6447e-05 | #VALUE! | #VALUE! | #VALUE! | #VALUE! | #VALUE! | #VALUE! |  |  |  |  | 0 | 0 | 0 |  |  |  |  | 0 | 0 | 0 |  |  |  |  | 0 | 0 | 0 |  |  |  |  | 0 | 0 | 0 |  |  |  |  | 0 | 0 | 0 | 0.00067357 | #VALUE! | #VALUE! | #VALUE! | #VALUE! | #VALUE! | #VALUE! |  |  |  |  | 0 | 0 | 0 |  |  |  |  | 0 | 0 | 0 |  |  |  |  | 0 | 0 | 0 |  |  |  |  | 0 | 0 | 0 |  |  |  |  | 0 | 0 | 0 |  |  |  |  | 0 | 0 | 0 |  |  |  |  | 0 | 0 | 0 |  |  |  |  | 0 | 0 | 0 |  |  |  |  | 0 | 0 | 0 |  |  |  |  | 0 | 0 | 0 |  |  |  |  | 0 | 0 | 0 |  |  |  |  | 0 | 0 | 0 |  |  |  |  | 0 | 0 | 0 |  |  |  |  | 0 | 0 | 0 |  |  |  |  | 0 | 0 | 0 |  |  |  |  | 0 | 0 | 0 |  |  |  |  | 0 | 0 | 0 |  |  |  |  | 0 | 0 | 0 |  |  |  |  | 0 | 0 | 0 |  |  |  |  | 0 | 0 | 0 |  |  |  |  | 0 | 0 | 0 |  |  |  |  | 0 | 0 | 0 |  |  |  |  | 0 | 0 | 0 |  |  |  |  | 0 | 0 | 0 |  |  |  |  | 0 | 0 | 0 |  |  |  |  | 0 | 0 | 0 |  |  |  |  | 0 | 0 | 0 |  |  |  |  | 0 | 0 | 0 |  |  |  |  | 0 | 0 | 0 |  |  |  |  | 0 | 0 | 0 |  |  |  |  | 0 | 0 | 0 |  |  |  |  | 0 | 0 | 0 |  |  |  |  | 0 | 0 | 0 |  |  |  |  | 0 | 0 | 0 |  |  |  |  | 0 | 0 | 0 |  |  |  |  | 0 | 0 | 0 |  |  |  |  | 0 | 0 | 0 |  |  |  |  | 0 | 0 | 0 |  |  |  |  | 0 | 0 | 0 |  |  |  |  | 0 | 0 | 0 |  |  |  |  | 0 | 0 | 0 |  |  |  |  | 0 | 0 | 0 |  |  |  |  | 0 | 0 | 0 |  |  |  |  | 0 | 0 | 0 |  |  |  |  | 0 | 0 | 0 |  |  |  |  | 0 | 0 | 0 |  |  |  |  | 0 | 0 | 0 |  |  |  |  | 0 | 0 | 0 |  |  |  |  | 0 | 0 | 0 |  |  |  |  | 0 | 0 | 0 |  |  |  |  | 0 | 0 | 0 |  |  |  |  | 0 | 0 | 0 |  |  |  |  | 0 | 0 | 0 |  |  |  |  | 0 | 0 | 0 |  |  |  |  | 0 | 0 | 0
|  |  | 0 | 0 | 0 |  |  |  |  | 0 | 0 | 0 |  |  |  |  | 0 | 0 | 0 |  |  |  |  | 0 | 0 | 0 | 4.722e-06 | #VALUE! | #VALUE! | #VALUE! | #VALUE! | #VALUE! | #VALUE! | 0.0017375 | #VALUE! | #VALUE! | #VALUE! | #VALUE! | #VALUE! | #VALUE! |  |  |  |  | 0 | 0 | 0 |  |  |  |  | 0 | 0 | 0 | 6.592e-06 | #VALUE! | #VALUE! | #VALUE! | #VALUE! | #VALUE! | #VALUE! |  |  |  |  | 0 | 0 | 0 | 7.194e-07 | #VALUE! | #VALUE! | #VALUE! | #VALUE! | #VALUE! | #VALUE! | 0.00011126 | #VALUE! | #VALUE! | #VALUE! | #VALUE! | #VALUE! | #VALUE! | 3.7031e-05 | #VALUE! | #VALUE! | #VALUE! | #VALUE! | #VALUE! | #VALUE! |  |  |  |  | 0 | 0 | 0 |  |  |  |  | 0 | 0 | 0 |  |  |  |  | 0 | 0 | 0 |  |  |  |  | 0 | 0 | 0 | 0.0016532 | #VALUE! | #VALUE! | #VALUE! | #VALUE! | #VALUE! | #VALUE! |  |  |  |  | 0 | 0 | 0 |  |  |  |  | 0 | 0 | 0 |  |  |  |  | 0 | 0 | 0 |  |  |  |  | 0 | 0 | 0 | 1.6414e-05 | #VALUE! | #VALUE! | #VALUE! | #VALUE! | #VALUE! | #VALUE! | 7.6179e-05 | #VALUE! | #VALUE! | #VALUE! | #VALUE! | #VALUE! | #VALUE! | -1.1927e-07 | #VALUE! | #VALUE! | #VALUE! | #VALUE! | #VALUE! | #VALUE! |  |  |  |  | 0 | 0 | 0 |  |  |  |  | 0 | 0 | 0 |  |  |  |  | 0 | 0 | 0 | -0.00016739 | #VALUE! | #VALUE! | #VALUE! | #VALUE! | #VALUE! | #VALUE! | 0.00012462 | #VALUE! | #VALUE! | #VALUE! | #VALUE! | #VALUE! | #VALUE! | 2.1418e-06 | #VALUE! | #VALUE! | #VALUE! | #VALUE! | #VALUE! | #VALUE! |  |  |  |  | 0 | 0 | 0 |  |  |  |  | 0 | 0 | 0 |  |  |  |  | 0 | 0 | 0 | -2.9253e-06 | #VALUE! | #VALUE! | #VALUE! | #VALUE! | #VALUE! | #VALUE! | 0.0010841 | #VALUE! | #VALUE! | #VALUE! | #VALUE! | #VALUE! | #VALUE! |  |  |  |  | 0 | 0 | 0 | -0.0047962 | #VALUE! | #VALUE! | #VALUE! | #VALUE! | #VALUE! | #VALUE! |  |  |  |  | 0 | 0 | 0 |  |  |  |  | 0 | 0 | 0 | -0.027659 | #VALUE! | #VALUE! | #VALUE! | #VALUE! | #VALUE! | #VALUE! |  |  |  |  | 0 | 0 | 0 |  |  |  |  | 0 | 0 | 0 |  |  |  |  | 0 | 0 | 0 |  |  |  |  | 0 | 0 | 0 |  |  |  |  | 0 | 0 | 0 | 5.1697e-06 | #VALUE! | #VALUE! | #VALUE! | #VALUE! | #VALUE! | #VALUE! |  |  |  |  | 0 | 0 | 0 | 8.1081e-08 | #VALUE! | #VALUE! | #VALUE! | #VALUE! | #VALUE! | #VALUE! | 0.16392 | #VALUE! | #VALUE! | #VALUE! | #VALUE! | #VALUE! | #VALUE! |  |  |  |  | 0 | 0 | 0 |  |  |  |  | 0 | 0 | 0 |  |  |  |  | 0 | 0 | 0 |  |  |  |  | 0 | 0 | 0 |  |  |  |  | 0 | 0 | 0 |  |  |  |  | 0 | 0 | 0 |  |  |  |  | 0 | 0 | 0 |  |  |  |  | 0 | 0 | 0 | -0.00021578 | #VALUE! | #VALUE! | #VALUE! | #VALUE! | #VALUE! | #VALUE! |  |  |  |  | 0 | 0 | 0 | -3.0877e-06 | #VALUE! | #VALUE! | #VALUE! | #VALUE! | #VALUE! | #VALUE! |  |  |  |  | 0 | 0 | 0 |  |  |  |  | 0 | 0 | 0 |  |  |  |  | 0 | 0 | 0 | -0.00032707 | #VALUE! | #VALUE! | #VALUE! | #VALUE! | #VALUE! | #VALUE! |  |  |  |  | 0 | 0 | 0 |  |  |  |  | 0 | 0 | 0 |  |  |  |  | 0 | 0 | 0 |  |  |  |  | 0 | 0 | 0 |  |  |  |  | 0 | 0 | 0 | -2.3269e-12 | #VALUE! | #VALUE! | #VALUE! | #VALUE! | #VALUE! | #VALUE! |  |  |  |  | 0 | 0 | 0 |  |  |  |  | 0 | 0 | 0 |  |  |  |  | 0 | 0 | 0 |  |  |  |  | 0 | 0 | 0 |  |  |  |  | 0 | 0 | 0 |  |  |  |  | 0 | 0 | 0 | -5.2344e-05 | #VALUE! | #VALUE! | #VALUE! | #VALUE! | #VALUE! | #VALUE! |  |  |  |  | 0 | 0 | 0 | -2.2149e-06 | #VALUE! | #VALUE! | #VALUE! | #VALUE! | #VALUE! | #VALUE! |  |  |  |  | 0 | 0 | 0 |  |  |  |  | 0 | 0 | 0 | 0.00040279 | #VALUE! | #VALUE! | #VALUE! | #VALUE! | #VALUE! | #VALUE! | -5.5345e-05 | #VALUE! | #VALUE! | #VALUE! | #VALUE! | #VALUE! | #VALUE! |  |  |  |  | 0 | 0 | 0 |  |  |  |  | 0 | 0 | 0 |  |  |  |  | 0 | 0 | 0 |  |  |  |  | 0 | 0 | 0 |  |  |  |  | 0 | 0 | 0 | -3.3488e-06 | #VALUE! | #VALUE! | #VALUE! | #VALUE! | #VALUE! | #VALUE! |  |  |  |  | 0 | 0 | 0 |  |  |  |  | 0 | 0 | 0 |  |  |  |  | 0 | 0 | 0 |  |  |  |  | 0 | 0 | 0 | -1.8148e-05 | #VALUE! | #VALUE! | #VALUE! | #VALUE! | #VALUE! | #VALUE! |  |  |  |  | 0 | 0 | 0 |  |  |  |  | 0 | 0 | 0 |  |  |  |  | 0 | 0 | 0 |  |  |  |  | 0 | 0 | 0 |  |  |  |  | 0 | 0 | 0 | 1.189e-06 | #VALUE! | #VALUE! | #VALUE! | #VALUE! | #VALUE! | #VALUE! | -3.5642e-06 | #VALUE! | #VALUE! | #VALUE! | #VALUE! | #VALUE! | #VALUE! |  |  |  |  | 0 | 0 | 0 |  |  |  |  | 0 | 0 | 0 |  |  |  |  | 0 | 0 | 0 |  |  |  |  | 0 | 0 | 0 |  |  |  |  | 0 | 0 | 0 | -8.1405e-05 | #VALUE! | #VALUE! | #VALUE! | #VALUE! | #VALUE! | #VALUE! |  |  |  |  | 0 | 0 | 0 |  |  |  |  | 0 | 0 | 0 |  |  |  |  | 0 | 0 | 0 |  |  |  |  | 0 | 0 | 0 |  |  |  |  | 0 | 0 | 0 |  |  |  |  | 0 | 0 | 0 |  |  |  |  | 0 | 0 | 0 |  |  |  |  | 0 | 0 | 0 |  |  |  |  | 0 | 0 | 0 |  |  |  |  | 0 | 0 | 0 |  |  |  |  | 0 | 0 | 0 |  |  |  |  | 0 | 0 | 0 |  |  |  |  | 0 | 0 | 0 |  |  |  |  | 0 | 0 | 0 |  |  |  |  | 0 | 0 | 0 |  |  |  |  | 0 | 0 | 0 |  |  |  |  | 0 | 0 | 0 |  |  |  |  | 0 | 0 | 0 |  |  |  |  | 0 | 0 | 0 |  |  |  |  | 0 | 0 | 0 |  |  |  |  | 0 | 0 | 0 |  |  |  |  | 0 | 0 | 0 |  |  |  |  | 0 | 0 | 0 |  |  |  |  | 0 | 0 | 0 |  |  |  |  | 0 | 0 | 0 |  |  |  |  | 0 | 0 | 0 |  |  |  |  | 0 | 0 | 0 |  |  |  |  | 0 | 0 | 0 |  |  |  |  | 0 | 0 | 0 |  |  |  |  | 0 | 0 | 0 |  |  |  |  | 0 | 0 | 0 |  |  |  |  | 0 | 0 | 0 |  |  |  |  | 0 | 0 | 0 |  |  |  |  | 0 | 0 | 0 |  |  |  |  | 0 | 0 | 0 |  |  |  |  | 0 | 0 | 0 |  |  |  |  | 0 | 0 | 0 |  |  |  |  | 0 | 0 | 0 |  |  |  |  | 0 | 0 | 0 |  |  |  |  | 0 | 0 | 0 | 0.0021405 | #VALUE! | #VALUE! | #VALUE! | #VALUE! | #VALUE! | #VALUE! | 6.0186e-07 | #VALUE! | #VALUE! | #VALUE! | #VALUE! | #VALUE! | #VALUE! |  |  |  |  | 0 | 0 | 0 |  |  |  |  | 0 | 0 | 0 |  |  |  |  | 0 | 0 | 0 |  |  |  |  | 0 | 0 | 0 |  |  |  |  | 0 | 0 | 0 | 0.0008453 | #VALUE! | #VALUE! | #VALUE! | #VALUE! | #VALUE! | #VALUE! |  |  |  |  | 0 | 0 | 0 |  |  |  |  | 0 | 0 | 0 |  |  |  |  | 0 | 0 | 0 |  |  |  |  | 0 | 0 | 0 |  |  |  |  | 0 | 0 | 0 |  |  |  |  | 0 | 0 | 0 |  |  |  |  | 0 | 0 | 0 |  |  |  |  | 0 | 0 | 0 |  |  |  |  | 0 | 0 | 0 |  |  |  |  | 0 | 0 | 0 |  |  |  |  | 0 | 0 | 0 |  |  |  |  | 0 | 0 | 0 |  |  |  |  | 0 | 0 | 0 |  |  |  |  | 0 | 0 | 0 |  |  |  |  | 0 | 0 | 0 |  |  |  |  | 0 | 0 | 0 |  |  |  |  | 0 | 0 | 0 | 3.7563e-06 | #VALUE! | #VALUE! | #VALUE! | #VALUE! | #VALUE! | #VALUE! |  |  |  |  | 0 | 0 | 0 |  |  |  |  | 0 | 0 | 0 |  |  |  |  | 0 | 0 | 0 |  |  |  |  | 0 | 0 | 0 |  |  |  |  | 0 | 0 | 0 |  |  |  |  | 0 | 0 | 0 |  |  |  |  | 0 | 0 | 0 |  |  |  |  | 0 | 0 | 0 |  |  |  |  | 0 | 0 | 0 |  |  |  |  | 0 | 0 | 0 |  |  |  |  | 0 | 0 | 0 |  |  |  |  | 0 | 0 | 0 |  |  |  |  | 0 | 0 | 0 |  |  |  |  | 0 | 0 | 0 |  |  |  |  | 0 | 0 | 0 |  |  |  |  | 0 | 0 | 0 |  |  |  |  | 0 | 0 | 0 |  |  |  |  | 0 | 0 | 0 |  |  |  |  | 0 | 0 | 0 |  |  |  |  | 0 | 0 | 0 |  |  |  |  | 0 | 0 | 0 |  |  |  |  | 0 | 0 | 0 |  |  |  |  | 0 | 0 | 0 |  |  |  |  | 0 | 0 | 0 |  |  |  |  | 0 | 0 | 0 |  |  |  |  | 0 | 0 | 0 |  |  |  |  | 0 | 0 | 0 |  |  |  |  | 0 | 0 | 0 |  |  |  |  | 0 | 0 | 0 |  |  |  |  | 0 | 0 | 0 |  |  |  |  | 0 | 0 | 0 |  |  |  |  | 0 | 0 | 0 |  |  |  |  | 0 | 0 | 0 |  |  |  |  | 0 | 0 | 0 |  |  |  |  | 0 | 0 | 0 |  |  |  |  | 0 | 0 | 0 |  |  |  |  | 0 | 0 | 0 |  |  |  |  | 0 | 0 | 0 |  |  |  |  | 0 | 0 | 0 |  |  |  |  | 0 | 0 | 0 |  |  |  |  | 0 | 0 | 0 |  |  |  |  | 0 | 0 | 0 |  |  |  |  | 0 | 0 | 0 |  |  |  |  | 0 | 0 | 0 |  |  |  |  | 0 | 0 | 0 |  |  |  |  | 0 | 0 | 0 |  |  |  |  | 0 | 0 | 0 | 5.8495e-06 | #VALUE! | #VALUE! | #VALUE! | #VALUE! | #VALUE! | #VALUE! |  |  |  |  | 0 | 0 | 0 |  |  |  |  | 0 | 0 | 0 |  |  |  |  | 0 | 0 | 0 |  |  |  |  | 0 | 0 | 0 |  |  |  |  | 0 | 0 | 0 | 0.000663 | #VALUE! | #VALUE! | #VALUE! | #VALUE! | #VALUE! | #VALUE! |  |  |  |  | 0 | 0 | 0 |  |  |  |  | 0 | 0 | 0 |  |  |  |  | 0 | 0 | 0 |  |  |  |  | 0 | 0 | 0 |  |  |  |  | 0 | 0 | 0 | 5.3872e-06 | #VALUE! | #VALUE! | #VALUE! | #VALUE! | #VALUE! | #VALUE! |  |  |  |  | 0 | 0 | 0 |  |  |  |  | 0 | 0 | 0 |  |  |  |  | 0 | 0 | 0 |  |  |  |  | 0 | 0 | 0 |  |  |  |  | 0 | 0 | 0 |  |  |  |  | 0 | 0 | 0 |  |  |  |  | 0 | 0 | 0 |  |  |  |  | 0 | 0 | 0 |  |  |  |  | 0 | 0 | 0 |  |  |  |  | 0 | 0 | 0 |  |  |  |  | 0 | 0 | 0 |  |  |  |  | 0 | 0 | 0 |  |  |  |  | 0 | 0 | 0 |  |  |  |  | 0 | 0 | 0 |  |  |  |  | 0 | 0 | 0 |  |  |  |  | 0 | 0 | 0 |  |  |  |  | 0 | 0 | 0 |  |  |  |  | 0 | 0 | 0 |  |  |  |  | 0 | 0 | 0 |  |  |  |  | 0 | 0 | 0 |  |  |  |  | 0 | 0 | 0 |  |  |  |  | 0 | 0 | 0 |  |  |  |  | 0 | 0 | 0 |  |  |  |  | 0 | 0 | 0 |  |  |  |  | 0 | 0 | 0 |  |  |  |  | 0 | 0 | 0 |  |  |  |  | 0 | 0 | 0 |  |  |  |  | 0 | 0 | 0 |  |  |  |  | 0 | 0 | 0 |  |  |  |  | 0 | 0 | 0 |  |  |  |  | 0 | 0 | 0 |  |  |  |  | 0 | 0 | 0 |  |  |  |  | 0 | 0 | 0 |  |  |  |  | 0 | 0 | 0 |  |  |  |  | 0 | 0 | 0 |  |  |  |  | 0 | 0 | 0 |  |  |  |  | 0 | 0 | 0 |  |  |  |  | 0 | 0 | 0 |  |  |  |  | 0 | 0 | 0 |  |  |  |  | 0 | 0 | 0 |  |  |  |  | 0 | 0 | 0 |  |  |  |  | 0 | 0 | 0 |  |  |  |  | 0 | 0 | 0 |  |  |  |  | 0 | 0 | 0 |  |  |  |  | 0 | 0 | 0 |  |  |  |  | 0 | 0 | 0 |  |  |  |  | 0 | 0 | 0 |  |  |  |  | 0 | 0 | 0 |  |  |  |  | 0 | 0 | 0 |  |  |  |  | 0 | 0 | 0 |  |  |  |  | 0 | 0 | 0 |  |  |  |  | 0 | 0 | 0 |  |  |  |  | 0 | 0 | 0 |  |  |  |  | 0 | 0 | 0 |  |  |  |  | 0 | 0 | 0
|  |  | 0 | 0 | 0 |  |  |  |  | 0 | 0 | 0 |  |  |  |  | 0 | 0 | 0 |  |  |  |  | 0 | 0 | 0 | 1.6402e-07 | #VALUE! | #VALUE! | #VALUE! | #VALUE! | #VALUE! | #VALUE! | -0.0030901 | #VALUE! | #VALUE! | #VALUE! | #VALUE! | #VALUE! | #VALUE! |  |  |  |  | 0 | 0 | 0 |  |  |  |  | 0 | 0 | 0 |  |  |  |  | 0 | 0 | 0 |  |  |  |  | 0 | 0 | 0 | 8.5794e-06 | #VALUE! | #VALUE! | #VALUE! | #VALUE! | #VALUE! | #VALUE! | 0.0018764 | #VALUE! | #VALUE! | #VALUE! | #VALUE! | #VALUE! | #VALUE! | 3.8987e-05 | #VALUE! | #VALUE! | #VALUE! | #VALUE! | #VALUE! | #VALUE! |  |  |  |  | 0 | 0 | 0 |  |  |  |  | 0 | 0 | 0 |  |  |  |  | 0 | 0 | 0 |  |  |  |  | 0 | 0 | 0 | -0.0032261 | #VALUE! | #VALUE! | #VALUE! | #VALUE! | #VALUE! | #VALUE! |  |  |  |  | 0 | 0 | 0 |  |  |  |  | 0 | 0 | 0 |  |  |  |  | 0 | 0 | 0 |  |  |  |  | 0 | 0 | 0 | 5.255e-07 | #VALUE! | #VALUE! | #VALUE! | #VALUE! | #VALUE! | #VALUE! | 0.0012975 | #VALUE! | #VALUE! | #VALUE! | #VALUE! | #VALUE! | #VALUE! | 1.5314e-07 | #VALUE! | #VALUE! | #VALUE! | #VALUE! | #VALUE! | #VALUE! |  |  |  |  | 0 | 0 | 0 |  |  |  |  | 0 | 0 | 0 |  |  |  |  | 0 | 0 | 0 |  |  |  |  | 0 | 0 | 0 | 5.5277e-05 | #VALUE! | #VALUE! | #VALUE! | #VALUE! | #VALUE! | #VALUE! |  |  |  |  | 0 | 0 | 0 |  |  |  |  | 0 | 0 | 0 |  |  |  |  | 0 | 0 | 0 |  |  |  |  | 0 | 0 | 0 | -5.8789e-05 | #VALUE! | #VALUE! | #VALUE! | #VALUE! | #VALUE! | #VALUE! | 0.00011049 | #VALUE! | #VALUE! | #VALUE! | #VALUE! | #VALUE! | #VALUE! |  |  |  |  | 0 | 0 | 0 | 0.083907 | #VALUE! | #VALUE! | #VALUE! | #VALUE! | #VALUE! | #VALUE! |  |  |  |  | 0 | 0 | 0 |  |  |  |  | 0 | 0 | 0 | 0.065919 | #VALUE! | #VALUE! | #VALUE! | #VALUE! | #VALUE! | #VALUE! |  |  |  |  | 0 | 0 | 0 |  |  |  |  | 0 | 0 | 0 |  |  |  |  | 0 | 0 | 0 |  |  |  |  | 0 | 0 | 0 |  |  |  |  | 0 | 0 | 0 | -0.00022094 | #VALUE! | #VALUE! | #VALUE! | #VALUE! | #VALUE! | #VALUE! |  |  |  |  | 0 | 0 | 0 | -2.5272e-06 | #VALUE! | #VALUE! | #VALUE! | #VALUE! | #VALUE! | #VALUE! | 1.4124e-10 | #VALUE! | #VALUE! | #VALUE! | #VALUE! | #VALUE! | #VALUE! |  |  |  |  | 0 | 0 | 0 |  |  |  |  | 0 | 0 | 0 |  |  |  |  | 0 | 0 | 0 |  |  |  |  | 0 | 0 | 0 |  |  |  |  | 0 | 0 | 0 |  |  |  |  | 0 | 0 | 0 |  |  |  |  | 0 | 0 | 0 |  |  |  |  | 0 | 0 | 0 | 0.0026189 | #VALUE! | #VALUE! | #VALUE! | #VALUE! | #VALUE! | #VALUE! |  |  |  |  | 0 | 0 | 0 | 7.5038e-05 | #VALUE! | #VALUE! | #VALUE! | #VALUE! | #VALUE! | #VALUE! |  |  |  |  | 0 | 0 | 0 |  |  |  |  | 0 | 0 | 0 |  |  |  |  | 0 | 0 | 0 |  |  |  |  | 0 | 0 | 0 |  |  |  |  | 0 | 0 | 0 |  |  |  |  | 0 | 0 | 0 |  |  |  |  | 0 | 0 | 0 |  |  |  |  | 0 | 0 | 0 |  |  |  |  | 0 | 0 | 0 | 29892198.9594 | #VALUE! | #VALUE! | #VALUE! | #VALUE! | #VALUE! | #VALUE! |  |  |  |  | 0 | 0 | 0 |  |  |  |  | 0 | 0 | 0 |  |  |  |  | 0 | 0 | 0 |  |  |  |  | 0 | 0 | 0 |  |  |  |  | 0 | 0 | 0 |  |  |  |  | 0 | 0 | 0 | 0.00086615 | #VALUE! | #VALUE! | #VALUE! | #VALUE! | #VALUE! | #VALUE! |  |  |  |  | 0 | 0 | 0 | -7.4937e-06 | #VALUE! | #VALUE! | #VALUE! | #VALUE! | #VALUE! | #VALUE! |  |  |  |  | 0 | 0 | 0 |  |  |  |  | 0 | 0 | 0 |  |  |  |  | 0 | 0 | 0 | 0.00085301 | #VALUE! | #VALUE! | #VALUE! | #VALUE! | #VALUE! | #VALUE! |  |  |  |  | 0 | 0 | 0 |  |  |  |  | 0 | 0 | 0 |  |  |  |  | 0 | 0 | 0 |  |  |  |  | 0 | 0 | 0 |  |  |  |  | 0 | 0 | 0 | -5.779e-05 | #VALUE! | #VALUE! | #VALUE! | #VALUE! | #VALUE! | #VALUE! |  |  |  |  | 0 | 0 | 0 |  |  |  |  | 0 | 0 | 0 |  |  |  |  | 0 | 0 | 0 |  |  |  |  | 0 | 0 | 0 | 0.00037467 | #VALUE! | #VALUE! | #VALUE! | #VALUE! | #VALUE! | #VALUE! |  |  |  |  | 0 | 0 | 0 |  |  |  |  | 0 | 0 | 0 |  |  |  |  | 0 | 0 | 0 |  |  |  |  | 0 | 0 | 0 |  |  |  |  | 0 | 0 | 0 | -2.5965e-05 | #VALUE! | #VALUE! | #VALUE! | #VALUE! | #VALUE! | #VALUE! | -6.5835e-05 | #VALUE! | #VALUE! | #VALUE! | #VALUE! | #VALUE! | #VALUE! |  |  |  |  | 0 | 0 | 0 |  |  |  |  | 0 | 0 | 0 |  |  |  |  | 0 | 0 | 0 |  |  |  |  | 0 | 0 | 0 |  |  |  |  | 0 | 0 | 0 | -1.9613e-06 | #VALUE! | #VALUE! | #VALUE! | #VALUE! | #VALUE! | #VALUE! |  |  |  |  | 0 | 0 | 0 |  |  |  |  | 0 | 0 | 0 |  |  |  |  | 0 | 0 | 0 |  |  |  |  | 0 | 0 | 0 |  |  |  |  | 0 | 0 | 0 |  |  |  |  | 0 | 0 | 0 |  |  |  |  | 0 | 0 | 0 |  |  |  |  | 0 | 0 | 0 |  |  |  |  | 0 | 0 | 0 |  |  |  |  | 0 | 0 | 0 |  |  |  |  | 0 | 0 | 0 |  |  |  |  | 0 | 0 | 0 |  |  |  |  | 0 | 0 | 0 |  |  |  |  | 0 | 0 | 0 |  |  |  |  | 0 | 0 | 0 |  |  |  |  | 0 | 0 | 0 |  |  |  |  | 0 | 0 | 0 |  |  |  |  | 0 | 0 | 0 |  |  |  |  | 0 | 0 | 0 |  |  |  |  | 0 | 0 | 0 |  |  |  |  | 0 | 0 | 0 |  |  |  |  | 0 | 0 | 0 |  |  |  |  | 0 | 0 | 0 |  |  |  |  | 0 | 0 | 0 |  |  |  |  | 0 | 0 | 0 |  |  |  |  | 0 | 0 | 0 |  |  |  |  | 0 | 0 | 0 |  |  |  |  | 0 | 0 | 0 |  |  |  |  | 0 | 0 | 0 |  |  |  |  | 0 | 0 | 0 |  |  |  |  | 0 | 0 | 0 |  |  |  |  | 0 | 0 | 0 |  |  |  |  | 0 | 0 | 0 |  |  |  |  | 0 | 0 | 0 |  |  |  |  | 0 | 0 | 0 |  |  |  |  | 0 | 0 | 0 |  |  |  |  | 0 | 0 | 0 |  |  |  |  | 0 | 0 | 0 |  |  |  |  | 0 | 0 | 0 |  |  |  |  | 0 | 0 | 0 |  |  |  |  | 0 | 0 | 0 | -2.0288e-06 | #VALUE! | #VALUE! | #VALUE! | #VALUE! | #VALUE! | #VALUE! |  |  |  |  | 0 | 0 | 0 |  |  |  |  | 0 | 0 | 0 |  |  |  |  | 0 | 0 | 0 |  |  |  |  | 0 | 0 | 0 |  |  |  |  | 0 | 0 | 0 | -0.00022349 | #VALUE! | #VALUE! | #VALUE! | #VALUE! | #VALUE! | #VALUE! |  |  |  |  | 0 | 0 | 0 |  |  |  |  | 0 | 0 | 0 |  |  |  |  | 0 | 0 | 0 |  |  |  |  | 0 | 0 | 0 |  |  |  |  | 0 | 0 | 0 |  |  |  |  | 0 | 0 | 0 |  |  |  |  | 0 | 0 | 0 |  |  |  |  | 0 | 0 | 0 |  |  |  |  | 0 | 0 | 0 |  |  |  |  | 0 | 0 | 0 |  |  |  |  | 0 | 0 | 0 |  |  |  |  | 0 | 0 | 0 |  |  |  |  | 0 | 0 | 0 |  |  |  |  | 0 | 0 | 0 |  |  |  |  | 0 | 0 | 0 |  |  |  |  | 0 | 0 | 0 |  |  |  |  | 0 | 0 | 0 |  |  |  |  | 0 | 0 | 0 |  |  |  |  | 0 | 0 | 0 |  |  |  |  | 0 | 0 | 0 |  |  |  |  | 0 | 0 | 0 |  |  |  |  | 0 | 0 | 0 |  |  |  |  | 0 | 0 | 0 |  |  |  |  | 0 | 0 | 0 |  |  |  |  | 0 | 0 | 0 |  |  |  |  | 0 | 0 | 0 |  |  |  |  | 0 | 0 | 0 |  |  |  |  | 0 | 0 | 0 |  |  |  |  | 0 | 0 | 0 |  |  |  |  | 0 | 0 | 0 |  |  |  |  | 0 | 0 | 0 |  |  |  |  | 0 | 0 | 0 |  |  |  |  | 0 | 0 | 0 |  |  |  |  | 0 | 0 | 0 |  |  |  |  | 0 | 0 | 0 |  |  |  |  | 0 | 0 | 0 |  |  |  |  | 0 | 0 | 0 |  |  |  |  | 0 | 0 | 0 |  |  |  |  | 0 | 0 | 0 |  |  |  |  | 0 | 0 | 0 |  |  |  |  | 0 | 0 | 0 |  |  |  |  | 0 | 0 | 0 |  |  |  |  | 0 | 0 | 0 |  |  |  |  | 0 | 0 | 0 |  |  |  |  | 0 | 0 | 0 |  |  |  |  | 0 | 0 | 0 |  |  |  |  | 0 | 0 | 0 |  |  |  |  | 0 | 0 | 0 |  |  |  |  | 0 | 0 | 0 |  |  |  |  | 0 | 0 | 0 |  |  |  |  | 0 | 0 | 0 |  |  |  |  | 0 | 0 | 0 |  |  |  |  | 0 | 0 | 0 |  |  |  |  | 0 | 0 | 0 |  |  |  |  | 0 | 0 | 0 |  |  |  |  | 0 | 0 | 0 |  |  |  |  | 0 | 0 | 0 |  |  |  |  | 0 | 0 | 0 |  |  |  |  | 0 | 0 | 0 |  |  |  |  | 0 | 0 | 0 |  |  |  |  | 0 | 0 | 0 |  |  |  |  | 0 | 0 | 0 |  |  |  |  | 0 | 0 | 0 |  |  |  |  | 0 | 0 | 0 |  |  |  |  | 0 | 0 | 0 |  |  |  |  | 0 | 0 | 0 |  |  |  |  | 0 | 0 | 0 |  |  |  |  | 0 | 0 | 0 |  |  |  |  | 0 | 0 | 0 |  |  |  |  | 0 | 0 | 0 |  |  |  |  | 0 | 0 | 0 | 5.0016e-06 | #VALUE! | #VALUE! | #VALUE! | #VALUE! | #VALUE! | #VALUE! |  |  |  |  | 0 | 0 | 0 |  |  |  |  | 0 | 0 | 0 |  |  |  |  | 0 | 0 | 0 |  |  |  |  | 0 | 0 | 0 |  |  |  |  | 0 | 0 | 0 |  |  |  |  | 0 | 0 | 0 |  |  |  |  | 0 | 0 | 0 |  |  |  |  | 0 | 0 | 0 |  |  |  |  | 0 | 0 | 0 |  |  |  |  | 0 | 0 | 0 |  |  |  |  | 0 | 0 | 0 |  |  |  |  | 0 | 0 | 0 |  |  |  |  | 0 | 0 | 0 |  |  |  |  | 0 | 0 | 0 |  |  |  |  | 0 | 0 | 0 |  |  |  |  | 0 | 0 | 0 |  |  |  |  | 0 | 0 | 0 |  |  |  |  | 0 | 0 | 0 |  |  |  |  | 0 | 0 | 0 |  |  |  |  | 0 | 0 | 0 |  |  |  |  | 0 | 0 | 0 |  |  |  |  | 0 | 0 | 0 |  |  |  |  | 0 | 0 | 0 |  |  |  |  | 0 | 0 | 0 |  |  |  |  | 0 | 0 | 0 |  |  |  |  | 0 | 0 | 0 |  |  |  |  | 0 | 0 | 0 |  |  |  |  | 0 | 0 | 0 |  |  |  |  | 0 | 0 | 0 |  |  |  |  | 0 | 0 | 0 |  |  |  |  | 0 | 0 | 0 |  |  |  |  | 0 | 0 | 0 |  |  |  |  | 0 | 0 | 0 |  |  |  |  | 0 | 0 | 0 |  |  |  |  | 0 | 0 | 0 |  |  |  |  | 0 | 0 | 0 |  |  |  |  | 0 | 0 | 0 |  |  |  |  | 0 | 0 | 0 |  |  |  |  | 0 | 0 | 0 |  |  |  |  | 0 | 0 | 0 |  |  |  |  | 0 | 0 | 0 |  |  |  |  | 0 | 0 | 0 |  |  |  |  | 0 | 0 | 0 |  |  |  |  | 0 | 0 | 0 |  |  |  |  | 0 | 0 | 0 |  |  |  |  | 0 | 0 | 0 |  |  |  |  | 0 | 0 | 0 |  |  |  |  | 0 | 0 | 0 |  |  |  |  | 0 | 0 | 0 |  |  |  |  | 0 | 0 | 0 |  |  |  |  | 0 | 0 | 0 |  |  |  |  | 0 | 0 | 0 |  |  |  |  | 0 | 0 | 0 |  |  |  |  | 0 | 0 | 0 |  |  |  |  | 0 | 0 | 0 |  |  |  |  | 0 | 0 | 0 |  |  |  |  | 0 | 0 | 0 |  |  |  |  | 0 | 0 | 0 |  |  |  |  | 0 | 0 | 0 |  |  |  |  | 0 | 0 | 0 |  |  |  |  | 0 | 0 | 0
|  |  | 0 | 0 | 0 |  |  |  |  | 0 | 0 | 0 |  |  |  |  | 0 | 0 | 0 |  |  |  |  | 0 | 0 | 0 | 1.3575e-06 | #VALUE! | #VALUE! | #VALUE! | #VALUE! | #VALUE! | #VALUE! | 0.0099161 | #VALUE! | #VALUE! | #VALUE! | #VALUE! | #VALUE! | #VALUE! |  |  |  |  | 0 | 0 | 0 |  |  |  |  | 0 | 0 | 0 |  |  |  |  | 0 | 0 | 0 |  |  |  |  | 0 | 0 | 0 | -0.00028031 | #VALUE! | #VALUE! | #VALUE! | #VALUE! | #VALUE! | #VALUE! | -0.0036057 | #VALUE! | #VALUE! | #VALUE! | #VALUE! | #VALUE! | #VALUE! |  |  |  |  | 0 | 0 | 0 |  |  |  |  | 0 | 0 | 0 |  |  |  |  | 0 | 0 | 0 |  |  |  |  | 0 | 0 | 0 |  |  |  |  | 0 | 0 | 0 | -0.00014408 | #VALUE! | #VALUE! | #VALUE! | #VALUE! | #VALUE! | #VALUE! |  |  |  |  | 0 | 0 | 0 |  |  |  |  | 0 | 0 | 0 |  |  |  |  | 0 | 0 | 0 |  |  |  |  | 0 | 0 | 0 | 8.9112e-06 | #VALUE! | #VALUE! | #VALUE! | #VALUE! | #VALUE! | #VALUE! | -0.0026458 | #VALUE! | #VALUE! | #VALUE! | #VALUE! | #VALUE! | #VALUE! | -2.8862e-06 | #VALUE! | #VALUE! | #VALUE! | #VALUE! | #VALUE! | #VALUE! |  |  |  |  | 0 | 0 | 0 |  |  |  |  | 0 | 0 | 0 |  |  |  |  | 0 | 0 | 0 |  |  |  |  | 0 | 0 | 0 | 0.0016605 | #VALUE! | #VALUE! | #VALUE! | #VALUE! | #VALUE! | #VALUE! |  |  |  |  | 0 | 0 | 0 |  |  |  |  | 0 | 0 | 0 |  |  |  |  | 0 | 0 | 0 |  |  |  |  | 0 | 0 | 0 | 0.0015863 | #VALUE! | #VALUE! | #VALUE! | #VALUE! | #VALUE! | #VALUE! | 4.7132e-05 | #VALUE! | #VALUE! | #VALUE! | #VALUE! | #VALUE! | #VALUE! |  |  |  |  | 0 | 0 | 0 | -0.00035408 | #VALUE! | #VALUE! | #VALUE! | #VALUE! | #VALUE! | #VALUE! |  |  |  |  | 0 | 0 | 0 |  |  |  |  | 0 | 0 | 0 | -0.00013166 | #VALUE! | #VALUE! | #VALUE! | #VALUE! | #VALUE! | #VALUE! |  |  |  |  | 0 | 0 | 0 |  |  |  |  | 0 | 0 | 0 |  |  |  |  | 0 | 0 | 0 |  |  |  |  | 0 | 0 | 0 |  |  |  |  | 0 | 0 | 0 | 5.2047e-05 | #VALUE! | #VALUE! | #VALUE! | #VALUE! | #VALUE! | #VALUE! |  |  |  |  | 0 | 0 | 0 | 5.0837e-05 | #VALUE! | #VALUE! | #VALUE! | #VALUE! | #VALUE! | #VALUE! | -0.000815 | #VALUE! | #VALUE! | #VALUE! | #VALUE! | #VALUE! | #VALUE! |  |  |  |  | 0 | 0 | 0 |  |  |  |  | 0 | 0 | 0 |  |  |  |  | 0 | 0 | 0 |  |  |  |  | 0 | 0 | 0 |  |  |  |  | 0 | 0 | 0 |  |  |  |  | 0 | 0 | 0 |  |  |  |  | 0 | 0 | 0 |  |  |  |  | 0 | 0 | 0 | -0.00053108 | #VALUE! | #VALUE! | #VALUE! | #VALUE! | #VALUE! | #VALUE! |  |  |  |  | 0 | 0 | 0 | 7.732e-05 | #VALUE! | #VALUE! | #VALUE! | #VALUE! | #VALUE! | #VALUE! |  |  |  |  | 0 | 0 | 0 |  |  |  |  | 0 | 0 | 0 |  |  |  |  | 0 | 0 | 0 |  |  |  |  | 0 | 0 | 0 |  |  |  |  | 0 | 0 | 0 |  |  |  |  | 0 | 0 | 0 |  |  |  |  | 0 | 0 | 0 |  |  |  |  | 0 | 0 | 0 |  |  |  |  | 0 | 0 | 0 | -2.8062e-05 | #VALUE! | #VALUE! | #VALUE! | #VALUE! | #VALUE! | #VALUE! |  |  |  |  | 0 | 0 | 0 |  |  |  |  | 0 | 0 | 0 |  |  |  |  | 0 | 0 | 0 |  |  |  |  | 0 | 0 | 0 |  |  |  |  | 0 | 0 | 0 |  |  |  |  | 0 | 0 | 0 | 6.0752e-07 | #VALUE! | #VALUE! | #VALUE! | #VALUE! | #VALUE! | #VALUE! |  |  |  |  | 0 | 0 | 0 | -1.6686e-07 | #VALUE! | #VALUE! | #VALUE! | #VALUE! | #VALUE! | #VALUE! |  |  |  |  | 0 | 0 | 0 |  |  |  |  | 0 | 0 | 0 |  |  |  |  | 0 | 0 | 0 | -1.5838e-07 | #VALUE! | #VALUE! | #VALUE! | #VALUE! | #VALUE! | #VALUE! |  |  |  |  | 0 | 0 | 0 |  |  |  |  | 0 | 0 | 0 |  |  |  |  | 0 | 0 | 0 |  |  |  |  | 0 | 0 | 0 |  |  |  |  | 0 | 0 | 0 | 0.00092582 | #VALUE! | #VALUE! | #VALUE! | #VALUE! | #VALUE! | #VALUE! |  |  |  |  | 0 | 0 | 0 |  |  |  |  | 0 | 0 | 0 |  |  |  |  | 0 | 0 | 0 |  |  |  |  | 0 | 0 | 0 |  |  |  |  | 0 | 0 | 0 |  |  |  |  | 0 | 0 | 0 |  |  |  |  | 0 | 0 | 0 |  |  |  |  | 0 | 0 | 0 |  |  |  |  | 0 | 0 | 0 |  |  |  |  | 0 | 0 | 0 |  |  |  |  | 0 | 0 | 0 | 0.0011652 | #VALUE! | #VALUE! | #VALUE! | #VALUE! | #VALUE! | #VALUE! |  |  |  |  | 0 | 0 | 0 |  |  |  |  | 0 | 0 | 0 |  |  |  |  | 0 | 0 | 0 |  |  |  |  | 0 | 0 | 0 |  |  |  |  | 0 | 0 | 0 | -4.9912e-06 | #VALUE! | #VALUE! | #VALUE! | #VALUE! | #VALUE! | #VALUE! |  |  |  |  | 0 | 0 | 0 |  |  |  |  | 0 | 0 | 0 |  |  |  |  | 0 | 0 | 0 |  |  |  |  | 0 | 0 | 0 |  |  |  |  | 0 | 0 | 0 |  |  |  |  | 0 | 0 | 0 |  |  |  |  | 0 | 0 | 0 |  |  |  |  | 0 | 0 | 0 |  |  |  |  | 0 | 0 | 0 |  |  |  |  | 0 | 0 | 0 |  |  |  |  | 0 | 0 | 0 |  |  |  |  | 0 | 0 | 0 |  |  |  |  | 0 | 0 | 0 |  |  |  |  | 0 | 0 | 0 |  |  |  |  | 0 | 0 | 0 |  |  |  |  | 0 | 0 | 0 |  |  |  |  | 0 | 0 | 0 |  |  |  |  | 0 | 0 | 0 |  |  |  |  | 0 | 0 | 0 |  |  |  |  | 0 | 0 | 0 |  |  |  |  | 0 | 0 | 0 |  |  |  |  | 0 | 0 | 0 |  |  |  |  | 0 | 0 | 0 |  |  |  |  | 0 | 0 | 0 |  |  |  |  | 0 | 0 | 0 |  |  |  |  | 0 | 0 | 0 |  |  |  |  | 0 | 0 | 0 |  |  |  |  | 0 | 0 | 0 |  |  |  |  | 0 | 0 | 0 |  |  |  |  | 0 | 0 | 0 |  |  |  |  | 0 | 0 | 0 |  |  |  |  | 0 | 0 | 0 |  |  |  |  | 0 | 0 | 0 |  |  |  |  | 0 | 0 | 0 |  |  |  |  | 0 | 0 | 0 |  |  |  |  | 0 | 0 | 0 |  |  |  |  | 0 | 0 | 0 |  |  |  |  | 0 | 0 | 0 |  |  |  |  | 0 | 0 | 0 |  |  |  |  | 0 | 0 | 0 |  |  |  |  | 0 | 0 | 0 | -5.6001e-05 | #VALUE! | #VALUE! | #VALUE! | #VALUE! | #VALUE! | #VALUE! |  |  |  |  | 0 | 0 | 0 |  |  |  |  | 0 | 0 | 0 |  |  |  |  | 0 | 0 | 0 |  |  |  |  | 0 | 0 | 0 |  |  |  |  | 0 | 0 | 0 |  |  |  |  | 0 | 0 | 0 |  |  |  |  | 0 | 0 | 0 |  |  |  |  | 0 | 0 | 0 |  |  |  |  | 0 | 0 | 0 |  |  |  |  | 0 | 0 | 0 |  |  |  |  | 0 | 0 | 0 |  |  |  |  | 0 | 0 | 0 |  |  |  |  | 0 | 0 | 0 |  |  |  |  | 0 | 0 | 0 |  |  |  |  | 0 | 0 | 0 |  |  |  |  | 0 | 0 | 0 |  |  |  |  | 0 | 0 | 0 |  |  |  |  | 0 | 0 | 0 |  |  |  |  | 0 | 0 | 0 |  |  |  |  | 0 | 0 | 0 |  |  |  |  | 0 | 0 | 0 |  |  |  |  | 0 | 0 | 0 |  |  |  |  | 0 | 0 | 0 |  |  |  |  | 0 | 0 | 0 |  |  |  |  | 0 | 0 | 0 |  |  |  |  | 0 | 0 | 0 |  |  |  |  | 0 | 0 | 0 |  |  |  |  | 0 | 0 | 0 |  |  |  |  | 0 | 0 | 0 |  |  |  |  | 0 | 0 | 0 |  |  |  |  | 0 | 0 | 0 |  |  |  |  | 0 | 0 | 0 |  |  |  |  | 0 | 0 | 0 |  |  |  |  | 0 | 0 | 0 |  |  |  |  | 0 | 0 | 0 |  |  |  |  | 0 | 0 | 0 |  |  |  |  | 0 | 0 | 0 |  |  |  |  | 0 | 0 | 0 |  |  |  |  | 0 | 0 | 0 |  |  |  |  | 0 | 0 | 0 |  |  |  |  | 0 | 0 | 0 |  |  |  |  | 0 | 0 | 0 |  |  |  |  | 0 | 0 | 0 |  |  |  |  | 0 | 0 | 0 |  |  |  |  | 0 | 0 | 0 |  |  |  |  | 0 | 0 | 0 |  |  |  |  | 0 | 0 | 0 |  |  |  |  | 0 | 0 | 0 |  |  |  |  | 0 | 0 | 0 |  |  |  |  | 0 | 0 | 0 |  |  |  |  | 0 | 0 | 0 |  |  |  |  | 0 | 0 | 0 |  |  |  |  | 0 | 0 | 0 |  |  |  |  | 0 | 0 | 0 |  |  |  |  | 0 | 0 | 0 |  |  |  |  | 0 | 0 | 0 |  |  |  |  | 0 | 0 | 0 |  |  |  |  | 0 | 0 | 0 |  |  |  |  | 0 | 0 | 0 |  |  |  |  | 0 | 0 | 0 |  |  |  |  | 0 | 0 | 0 |  |  |  |  | 0 | 0 | 0 |  |  |  |  | 0 | 0 | 0 |  |  |  |  | 0 | 0 | 0 |  |  |  |  | 0 | 0 | 0 |  |  |  |  | 0 | 0 | 0 |  |  |  |  | 0 | 0 | 0 |  |  |  |  | 0 | 0 | 0 |  |  |  |  | 0 | 0 | 0 |  |  |  |  | 0 | 0 | 0 |  |  |  |  | 0 | 0 | 0 |  |  |  |  | 0 | 0 | 0 |  |  |  |  | 0 | 0 | 0 |  |  |  |  | 0 | 0 | 0 |  |  |  |  | 0 | 0 | 0 |  |  |  |  | 0 | 0 | 0 |  |  |  |  | 0 | 0 | 0 |  |  |  |  | 0 | 0 | 0 |  |  |  |  | 0 | 0 | 0 |  |  |  |  | 0 | 0 | 0 |  |  |  |  | 0 | 0 | 0 |  |  |  |  | 0 | 0 | 0 |  |  |  |  | 0 | 0 | 0 |  |  |  |  | 0 | 0 | 0 |  |  |  |  | 0 | 0 | 0 |  |  |  |  | 0 | 0 | 0 |  |  |  |  | 0 | 0 | 0 |  |  |  |  | 0 | 0 | 0 |  |  |  |  | 0 | 0 | 0 |  |  |  |  | 0 | 0 | 0 |  |  |  |  | 0 | 0 | 0 |  |  |  |  | 0 | 0 | 0 |  |  |  |  | 0 | 0 | 0 |  |  |  |  | 0 | 0 | 0 |  |  |  |  | 0 | 0 | 0 |  |  |  |  | 0 | 0 | 0 |  |  |  |  | 0 | 0 | 0 |  |  |  |  | 0 | 0 | 0 |  |  |  |  | 0 | 0 | 0 |  |  |  |  | 0 | 0 | 0 |  |  |  |  | 0 | 0 | 0 |  |  |  |  | 0 | 0 | 0 |  |  |  |  | 0 | 0 | 0 |  |  |  |  | 0 | 0 | 0 |  |  |  |  | 0 | 0 | 0 |  |  |  |  | 0 | 0 | 0 |  |  |  |  | 0 | 0 | 0 |  |  |  |  | 0 | 0 | 0 |  |  |  |  | 0 | 0 | 0 |  |  |  |  | 0 | 0 | 0 |  |  |  |  | 0 | 0 | 0 |  |  |  |  | 0 | 0 | 0 |  |  |  |  | 0 | 0 | 0 |  |  |  |  | 0 | 0 | 0 |  |  |  |  | 0 | 0 | 0 |  |  |  |  | 0 | 0 | 0 |  |  |  |  | 0 | 0 | 0 |  |  |  |  | 0 | 0 | 0 |  |  |  |  | 0 | 0 | 0 |  |  |  |  | 0 | 0 | 0 |  |  |  |  | 0 | 0 | 0 |  |  |  |  | 0 | 0 | 0 |  |  |  |  | 0 | 0 | 0 |  |  |  |  | 0 | 0 | 0 |  |  |  |  | 0 | 0 | 0 |  |  |  |  | 0 | 0 | 0 |  |  |  |  | 0 | 0 | 0 |  |  |  |  | 0 | 0 | 0 |  |  |  |  | 0 | 0 | 0 |  |  |  |  | 0 | 0 | 0 |  |  |  |  | 0 | 0 | 0 |  |  |  |  | 0 | 0 | 0 |  |  |  |  | 0 | 0 | 0 |  |  |  |  | 0 | 0 | 0 |  |  |  |  | 0 | 0 | 0 |  |  |  |  | 0 | 0 | 0 |  |  |  |  | 0 | 0 | 0 |  |  |  |  | 0 | 0 | 0 |  |  |  |  | 0 | 0 | 0
|  |  | 0 | 0 | 0 |  |  |  |  | 0 | 0 | 0 |  |  |  |  | 0 | 0 | 0 |  |  |  |  | 0 | 0 | 0 | -8.4348e-05 | #VALUE! | #VALUE! | #VALUE! | #VALUE! | #VALUE! | #VALUE! | -0.0011609 | #VALUE! | #VALUE! | #VALUE! | #VALUE! | #VALUE! | #VALUE! |  |  |  |  | 0 | 0 | 0 |  |  |  |  | 0 | 0 | 0 |  |  |  |  | 0 | 0 | 0 |  |  |  |  | 0 | 0 | 0 | -0.00011657 | #VALUE! | #VALUE! | #VALUE! | #VALUE! | #VALUE! | #VALUE! | 0.0080312 | #VALUE! | #VALUE! | #VALUE! | #VALUE! | #VALUE! | #VALUE! |  |  |  |  | 0 | 0 | 0 |  |  |  |  | 0 | 0 | 0 |  |  |  |  | 0 | 0 | 0 |  |  |  |  | 0 | 0 | 0 |  |  |  |  | 0 | 0 | 0 | -0.00081917 | #VALUE! | #VALUE! | #VALUE! | #VALUE! | #VALUE! | #VALUE! |  |  |  |  | 0 | 0 | 0 |  |  |  |  | 0 | 0 | 0 |  |  |  |  | 0 | 0 | 0 |  |  |  |  | 0 | 0 | 0 | -0.00032968 | #VALUE! | #VALUE! | #VALUE! | #VALUE! | #VALUE! | #VALUE! | -5.1879e-05 | #VALUE! | #VALUE! | #VALUE! | #VALUE! | #VALUE! | #VALUE! | 6.7151e-05 | #VALUE! | #VALUE! | #VALUE! | #VALUE! | #VALUE! | #VALUE! |  |  |  |  | 0 | 0 | 0 |  |  |  |  | 0 | 0 | 0 |  |  |  |  | 0 | 0 | 0 |  |  |  |  | 0 | 0 | 0 | -0.0038794 | #VALUE! | #VALUE! | #VALUE! | #VALUE! | #VALUE! | #VALUE! |  |  |  |  | 0 | 0 | 0 |  |  |  |  | 0 | 0 | 0 |  |  |  |  | 0 | 0 | 0 |  |  |  |  | 0 | 0 | 0 | 0.00047111 | #VALUE! | #VALUE! | #VALUE! | #VALUE! | #VALUE! | #VALUE! | 0.0016169 | #VALUE! | #VALUE! | #VALUE! | #VALUE! | #VALUE! | #VALUE! |  |  |  |  | 0 | 0 | 0 | -8.4026e-06 | #VALUE! | #VALUE! | #VALUE! | #VALUE! | #VALUE! | #VALUE! |  |  |  |  | 0 | 0 | 0 |  |  |  |  | 0 | 0 | 0 | 2.1894e-06 | #VALUE! | #VALUE! | #VALUE! | #VALUE! | #VALUE! | #VALUE! |  |  |  |  | 0 | 0 | 0 |  |  |  |  | 0 | 0 | 0 |  |  |  |  | 0 | 0 | 0 |  |  |  |  | 0 | 0 | 0 |  |  |  |  | 0 | 0 | 0 |  |  |  |  | 0 | 0 | 0 |  |  |  |  | 0 | 0 | 0 | 4.383e-05 | #VALUE! | #VALUE! | #VALUE! | #VALUE! | #VALUE! | #VALUE! | -1.2614e-05 | #VALUE! | #VALUE! | #VALUE! | #VALUE! | #VALUE! | #VALUE! |  |  |  |  | 0 | 0 | 0 |  |  |  |  | 0 | 0 | 0 |  |  |  |  | 0 | 0 | 0 |  |  |  |  | 0 | 0 | 0 |  |  |  |  | 0 | 0 | 0 |  |  |  |  | 0 | 0 | 0 |  |  |  |  | 0 | 0 | 0 |  |  |  |  | 0 | 0 | 0 | 1.4177e-05 | #VALUE! | #VALUE! | #VALUE! | #VALUE! | #VALUE! | #VALUE! |  |  |  |  | 0 | 0 | 0 |  |  |  |  | 0 | 0 | 0 |  |  |  |  | 0 | 0 | 0 |  |  |  |  | 0 | 0 | 0 |  |  |  |  | 0 | 0 | 0 |  |  |  |  | 0 | 0 | 0 |  |  |  |  | 0 | 0 | 0 |  |  |  |  | 0 | 0 | 0 |  |  |  |  | 0 | 0 | 0 |  |  |  |  | 0 | 0 | 0 |  |  |  |  | 0 | 0 | 0 | 1.5267e-07 | #VALUE! | #VALUE! | #VALUE! | #VALUE! | #VALUE! | #VALUE! |  |  |  |  | 0 | 0 | 0 |  |  |  |  | 0 | 0 | 0 |  |  |  |  | 0 | 0 | 0 |  |  |  |  | 0 | 0 | 0 |  |  |  |  | 0 | 0 | 0 |  |  |  |  | 0 | 0 | 0 |  |  |  |  | 0 | 0 | 0 |  |  |  |  | 0 | 0 | 0 |  |  |  |  | 0 | 0 | 0 |  |  |  |  | 0 | 0 | 0 |  |  |  |  | 0 | 0 | 0 |  |  |  |  | 0 | 0 | 0 |  |  |  |  | 0 | 0 | 0 |  |  |  |  | 0 | 0 | 0 |  |  |  |  | 0 | 0 | 0 |  |  |  |  | 0 | 0 | 0 |  |  |  |  | 0 | 0 | 0 |  |  |  |  | 0 | 0 | 0 | -5.2631e-07 | #VALUE! | #VALUE! | #VALUE! | #VALUE! | #VALUE! | #VALUE! |  |  |  |  | 0 | 0 | 0 |  |  |  |  | 0 | 0 | 0 |  |  |  |  | 0 | 0 | 0 |  |  |  |  | 0 | 0 | 0 |  |  |  |  | 0 | 0 | 0 |  |  |  |  | 0 | 0 | 0 |  |  |  |  | 0 | 0 | 0 |  |  |  |  | 0 | 0 | 0 |  |  |  |  | 0 | 0 | 0 |  |  |  |  | 0 | 0 | 0 |  |  |  |  | 0 | 0 | 0 | -3.8559e-07 | #VALUE! | #VALUE! | #VALUE! | #VALUE! | #VALUE! | #VALUE! |  |  |  |  | 0 | 0 | 0 |  |  |  |  | 0 | 0 | 0 |  |  |  |  | 0 | 0 | 0 |  |  |  |  | 0 | 0 | 0 |  |  |  |  | 0 | 0 | 0 | -8.0389e-05 | #VALUE! | #VALUE! | #VALUE! | #VALUE! | #VALUE! | #VALUE! |  |  |  |  | 0 | 0 | 0 |  |  |  |  | 0 | 0 | 0 |  |  |  |  | 0 | 0 | 0 |  |  |  |  | 0 | 0 | 0 |  |  |  |  | 0 | 0 | 0 |  |  |  |  | 0 | 0 | 0 |  |  |  |  | 0 | 0 | 0 |  |  |  |  | 0 | 0 | 0 |  |  |  |  | 0 | 0 | 0 |  |  |  |  | 0 | 0 | 0 |  |  |  |  | 0 | 0 | 0 |  |  |  |  | 0 | 0 | 0 |  |  |  |  | 0 | 0 | 0 |  |  |  |  | 0 | 0 | 0 |  |  |  |  | 0 | 0 | 0 |  |  |  |  | 0 | 0 | 0 |  |  |  |  | 0 | 0 | 0 |  |  |  |  | 0 | 0 | 0 |  |  |  |  | 0 | 0 | 0 |  |  |  |  | 0 | 0 | 0 |  |  |  |  | 0 | 0 | 0 |  |  |  |  | 0 | 0 | 0 |  |  |  |  | 0 | 0 | 0 |  |  |  |  | 0 | 0 | 0 |  |  |  |  | 0 | 0 | 0 |  |  |  |  | 0 | 0 | 0 |  |  |  |  | 0 | 0 | 0 |  |  |  |  | 0 | 0 | 0 |  |  |  |  | 0 | 0 | 0 |  |  |  |  | 0 | 0 | 0 |  |  |  |  | 0 | 0 | 0 |  |  |  |  | 0 | 0 | 0 |  |  |  |  | 0 | 0 | 0 |  |  |  |  | 0 | 0 | 0 |  |  |  |  | 0 | 0 | 0 |  |  |  |  | 0 | 0 | 0 |  |  |  |  | 0 | 0 | 0 |  |  |  |  | 0 | 0 | 0 |  |  |  |  | 0 | 0 | 0 |  |  |  |  | 0 | 0 | 0 |  |  |  |  | 0 | 0 | 0 | 0.00075724 | #VALUE! | #VALUE! | #VALUE! | #VALUE! | #VALUE! | #VALUE! |  |  |  |  | 0 | 0 | 0 |  |  |  |  | 0 | 0 | 0 |  |  |  |  | 0 | 0 | 0 |  |  |  |  | 0 | 0 | 0 |  |  |  |  | 0 | 0 | 0 |  |  |  |  | 0 | 0 | 0 |  |  |  |  | 0 | 0 | 0 |  |  |  |  | 0 | 0 | 0 |  |  |  |  | 0 | 0 | 0 |  |  |  |  | 0 | 0 | 0 |  |  |  |  | 0 | 0 | 0 |  |  |  |  | 0 | 0 | 0 |  |  |  |  | 0 | 0 | 0 |  |  |  |  | 0 | 0 | 0 |  |  |  |  | 0 | 0 | 0 |  |  |  |  | 0 | 0 | 0 |  |  |  |  | 0 | 0 | 0 |  |  |  |  | 0 | 0 | 0 |  |  |  |  | 0 | 0 | 0 |  |  |  |  | 0 | 0 | 0 |  |  |  |  | 0 | 0 | 0 |  |  |  |  | 0 | 0 | 0 |  |  |  |  | 0 | 0 | 0 |  |  |  |  | 0 | 0 | 0 |  |  |  |  | 0 | 0 | 0 |  |  |  |  | 0 | 0 | 0 |  |  |  |  | 0 | 0 | 0 |  |  |  |  | 0 | 0 | 0 |  |  |  |  | 0 | 0 | 0 |  |  |  |  | 0 | 0 | 0 |  |  |  |  | 0 | 0 | 0 |  |  |  |  | 0 | 0 | 0 |  |  |  |  | 0 | 0 | 0 |  |  |  |  | 0 | 0 | 0 |  |  |  |  | 0 | 0 | 0 |  |  |  |  | 0 | 0 | 0 |  |  |  |  | 0 | 0 | 0 |  |  |  |  | 0 | 0 | 0 |  |  |  |  | 0 | 0 | 0 |  |  |  |  | 0 | 0 | 0 |  |  |  |  | 0 | 0 | 0 |  |  |  |  | 0 | 0 | 0 |  |  |  |  | 0 | 0 | 0 |  |  |  |  | 0 | 0 | 0 |  |  |  |  | 0 | 0 | 0 |  |  |  |  | 0 | 0 | 0 |  |  |  |  | 0 | 0 | 0 |  |  |  |  | 0 | 0 | 0 |  |  |  |  | 0 | 0 | 0 |  |  |  |  | 0 | 0 | 0 |  |  |  |  | 0 | 0 | 0 |  |  |  |  | 0 | 0 | 0 |  |  |  |  | 0 | 0 | 0 |  |  |  |  | 0 | 0 | 0 |  |  |  |  | 0 | 0 | 0 |  |  |  |  | 0 | 0 | 0 |  |  |  |  | 0 | 0 | 0 |  |  |  |  | 0 | 0 | 0 |  |  |  |  | 0 | 0 | 0 |  |  |  |  | 0 | 0 | 0 |  |  |  |  | 0 | 0 | 0 |  |  |  |  | 0 | 0 | 0 |  |  |  |  | 0 | 0 | 0 |  |  |  |  | 0 | 0 | 0 |  |  |  |  | 0 | 0 | 0 |  |  |  |  | 0 | 0 | 0 |  |  |  |  | 0 | 0 | 0 |  |  |  |  | 0 | 0 | 0 |  |  |  |  | 0 | 0 | 0 |  |  |  |  | 0 | 0 | 0 |  |  |  |  | 0 | 0 | 0 |  |  |  |  | 0 | 0 | 0 |  |  |  |  | 0 | 0 | 0 |  |  |  |  | 0 | 0 | 0 |  |  |  |  | 0 | 0 | 0 |  |  |  |  | 0 | 0 | 0 |  |  |  |  | 0 | 0 | 0 |  |  |  |  | 0 | 0 | 0 |  |  |  |  | 0 | 0 | 0 |  |  |  |  | 0 | 0 | 0 |  |  |  |  | 0 | 0 | 0 |  |  |  |  | 0 | 0 | 0 |  |  |  |  | 0 | 0 | 0 |  |  |  |  | 0 | 0 | 0 |  |  |  |  | 0 | 0 | 0 |  |  |  |  | 0 | 0 | 0 |  |  |  |  | 0 | 0 | 0 |  |  |  |  | 0 | 0 | 0 |  |  |  |  | 0 | 0 | 0 |  |  |  |  | 0 | 0 | 0 |  |  |  |  | 0 | 0 | 0 |  |  |  |  | 0 | 0 | 0 |  |  |  |  | 0 | 0 | 0 |  |  |  |  | 0 | 0 | 0 |  |  |  |  | 0 | 0 | 0 |  |  |  |  | 0 | 0 | 0 |  |  |  |  | 0 | 0 | 0 |  |  |  |  | 0 | 0 | 0 |  |  |  |  | 0 | 0 | 0 |  |  |  |  | 0 | 0 | 0 |  |  |  |  | 0 | 0 | 0 |  |  |  |  | 0 | 0 | 0 |  |  |  |  | 0 | 0 | 0 |  |  |  |  | 0 | 0 | 0 |  |  |  |  | 0 | 0 | 0 |  |  |  |  | 0 | 0 | 0 |  |  |  |  | 0 | 0 | 0 |  |  |  |  | 0 | 0 | 0 |  |  |  |  | 0 | 0 | 0 |  |  |  |  | 0 | 0 | 0 |  |  |  |  | 0 | 0 | 0 |  |  |  |  | 0 | 0 | 0 |  |  |  |  | 0 | 0 | 0 |  |  |  |  | 0 | 0 | 0 |  |  |  |  | 0 | 0 | 0 |  |  |  |  | 0 | 0 | 0 |  |  |  |  | 0 | 0 | 0 |  |  |  |  | 0 | 0 | 0 |  |  |  |  | 0 | 0 | 0 |  |  |  |  | 0 | 0 | 0 |  |  |  |  | 0 | 0 | 0 |  |  |  |  | 0 | 0 | 0 |  |  |  |  | 0 | 0 | 0 |  |  |  |  | 0 | 0 | 0 |  |  |  |  | 0 | 0 | 0 |  |  |  |  | 0 | 0 | 0 |  |  |  |  | 0 | 0 | 0 |  |  |  |  | 0 | 0 | 0 |  |  |  |  | 0 | 0 | 0 |  |  |  |  | 0 | 0 | 0 |  |  |  |  | 0 | 0 | 0 |  |  |  |  | 0 | 0 | 0 |  |  |  |  | 0 | 0 | 0 |  |  |  |  | 0 | 0 | 0 |  |  |  |  | 0 | 0 | 0 |  |  |  |  | 0 | 0 | 0 |  |  |  |  | 0 | 0 | 0 |  |  |  |  | 0 | 0 | 0 |  |  |  |  | 0 | 0 | 0
|  |  | 0 | 0 | 0 |  |  |  |  | 0 | 0 | 0 |  |  |  |  | 0 | 0 | 0 |  |  |  |  | 0 | 0 | 0 | -4.6696e-05 | #VALUE! | #VALUE! | #VALUE! | #VALUE! | #VALUE! | #VALUE! | -1.4649e-11 | #VALUE! | #VALUE! | #VALUE! | #VALUE! | #VALUE! | #VALUE! |  |  |  |  | 0 | 0 | 0 |  |  |  |  | 0 | 0 | 0 |  |  |  |  | 0 | 0 | 0 |  |  |  |  | 0 | 0 | 0 |  |  |  |  | 0 | 0 | 0 | -0.001373 | #VALUE! | #VALUE! | #VALUE! | #VALUE! | #VALUE! | #VALUE! |  |  |  |  | 0 | 0 | 0 |  |  |  |  | 0 | 0 | 0 |  |  |  |  | 0 | 0 | 0 |  |  |  |  | 0 | 0 | 0 |  |  |  |  | 0 | 0 | 0 | -9.8287e-12 | #VALUE! | #VALUE! | #VALUE! | #VALUE! | #VALUE! | #VALUE! |  |  |  |  | 0 | 0 | 0 |  |  |  |  | 0 | 0 | 0 |  |  |  |  | 0 | 0 | 0 |  |  |  |  | 0 | 0 | 0 | -0.00012645 | #VALUE! | #VALUE! | #VALUE! | #VALUE! | #VALUE! | #VALUE! | -0.00070327 | #VALUE! | #VALUE! | #VALUE! | #VALUE! | #VALUE! | #VALUE! | 7.007e-05 | #VALUE! | #VALUE! | #VALUE! | #VALUE! | #VALUE! | #VALUE! |  |  |  |  | 0 | 0 | 0 |  |  |  |  | 0 | 0 | 0 |  |  |  |  | 0 | 0 | 0 |  |  |  |  | 0 | 0 | 0 | 0.0068246 | #VALUE! | #VALUE! | #VALUE! | #VALUE! | #VALUE! | #VALUE! |  |  |  |  | 0 | 0 | 0 |  |  |  |  | 0 | 0 | 0 |  |  |  |  | 0 | 0 | 0 |  |  |  |  | 0 | 0 | 0 |  |  |  |  | 0 | 0 | 0 | -0.0038076 | #VALUE! | #VALUE! | #VALUE! | #VALUE! | #VALUE! | #VALUE! |  |  |  |  | 0 | 0 | 0 | 2.2132e-05 | #VALUE! | #VALUE! | #VALUE! | #VALUE! | #VALUE! | #VALUE! |  |  |  |  | 0 | 0 | 0 |  |  |  |  | 0 | 0 | 0 | -1.6713e-05 | #VALUE! | #VALUE! | #VALUE! | #VALUE! | #VALUE! | #VALUE! |  |  |  |  | 0 | 0 | 0 |  |  |  |  | 0 | 0 | 0 |  |  |  |  | 0 | 0 | 0 |  |  |  |  | 0 | 0 | 0 |  |  |  |  | 0 | 0 | 0 |  |  |  |  | 0 | 0 | 0 |  |  |  |  | 0 | 0 | 0 |  |  |  |  | 0 | 0 | 0 | 5.164e-05 | #VALUE! | #VALUE! | #VALUE! | #VALUE! | #VALUE! | #VALUE! |  |  |  |  | 0 | 0 | 0 |  |  |  |  | 0 | 0 | 0 |  |  |  |  | 0 | 0 | 0 |  |  |  |  | 0 | 0 | 0 |  |  |  |  | 0 | 0 | 0 |  |  |  |  | 0 | 0 | 0 |  |  |  |  | 0 | 0 | 0 |  |  |  |  | 0 | 0 | 0 | 7.6526e-06 | #VALUE! | #VALUE! | #VALUE! | #VALUE! | #VALUE! | #VALUE! |  |  |  |  | 0 | 0 | 0 |  |  |  |  | 0 | 0 | 0 |  |  |  |  | 0 | 0 | 0 |  |  |  |  | 0 | 0 | 0 |  |  |  |  | 0 | 0 | 0 |  |  |  |  | 0 | 0 | 0 |  |  |  |  | 0 | 0 | 0 |  |  |  |  | 0 | 0 | 0 |  |  |  |  | 0 | 0 | 0 |  |  |  |  | 0 | 0 | 0 |  |  |  |  | 0 | 0 | 0 | -2.2934e-05 | #VALUE! | #VALUE! | #VALUE! | #VALUE! | #VALUE! | #VALUE! |  |  |  |  | 0 | 0 | 0 |  |  |  |  | 0 | 0 | 0 |  |  |  |  | 0 | 0 | 0 |  |  |  |  | 0 | 0 | 0 |  |  |  |  | 0 | 0 | 0 |  |  |  |  | 0 | 0 | 0 |  |  |  |  | 0 | 0 | 0 |  |  |  |  | 0 | 0 | 0 |  |  |  |  | 0 | 0 | 0 |  |  |  |  | 0 | 0 | 0 |  |  |  |  | 0 | 0 | 0 |  |  |  |  | 0 | 0 | 0 |  |  |  |  | 0 | 0 | 0 |  |  |  |  | 0 | 0 | 0 |  |  |  |  | 0 | 0 | 0 |  |  |  |  | 0 | 0 | 0 |  |  |  |  | 0 | 0 | 0 |  |  |  |  | 0 | 0 | 0 |  |  |  |  | 0 | 0 | 0 |  |  |  |  | 0 | 0 | 0 |  |  |  |  | 0 | 0 | 0 |  |  |  |  | 0 | 0 | 0 |  |  |  |  | 0 | 0 | 0 |  |  |  |  | 0 | 0 | 0 |  |  |  |  | 0 | 0 | 0 |  |  |  |  | 0 | 0 | 0 |  |  |  |  | 0 | 0 | 0 |  |  |  |  | 0 | 0 | 0 |  |  |  |  | 0 | 0 | 0 |  |  |  |  | 0 | 0 | 0 |  |  |  |  | 0 | 0 | 0 |  |  |  |  | 0 | 0 | 0 |  |  |  |  | 0 | 0 | 0 |  |  |  |  | 0 | 0 | 0 |  |  |  |  | 0 | 0 | 0 |  |  |  |  | 0 | 0 | 0 | 0.001383 | #VALUE! | #VALUE! | #VALUE! | #VALUE! | #VALUE! | #VALUE! |  |  |  |  | 0 | 0 | 0 |  |  |  |  | 0 | 0 | 0 |  |  |  |  | 0 | 0 | 0 |  |  |  |  | 0 | 0 | 0 |  |  |  |  | 0 | 0 | 0 |  |  |  |  | 0 | 0 | 0 |  |  |  |  | 0 | 0 | 0 |  |  |  |  | 0 | 0 | 0 |  |  |  |  | 0 | 0 | 0 |  |  |  |  | 0 | 0 | 0 |  |  |  |  | 0 | 0 | 0 |  |  |  |  | 0 | 0 | 0 |  |  |  |  | 0 | 0 | 0 |  |  |  |  | 0 | 0 | 0 |  |  |  |  | 0 | 0 | 0 |  |  |  |  | 0 | 0 | 0 |  |  |  |  | 0 | 0 | 0 |  |  |  |  | 0 | 0 | 0 |  |  |  |  | 0 | 0 | 0 |  |  |  |  | 0 | 0 | 0 |  |  |  |  | 0 | 0 | 0 |  |  |  |  | 0 | 0 | 0 |  |  |  |  | 0 | 0 | 0 |  |  |  |  | 0 | 0 | 0 |  |  |  |  | 0 | 0 | 0 |  |  |  |  | 0 | 0 | 0 |  |  |  |  | 0 | 0 | 0 |  |  |  |  | 0 | 0 | 0 |  |  |  |  | 0 | 0 | 0 |  |  |  |  | 0 | 0 | 0 |  |  |  |  | 0 | 0 | 0 |  |  |  |  | 0 | 0 | 0 |  |  |  |  | 0 | 0 | 0 |  |  |  |  | 0 | 0 | 0 |  |  |  |  | 0 | 0 | 0 |  |  |  |  | 0 | 0 | 0 |  |  |  |  | 0 | 0 | 0 |  |  |  |  | 0 | 0 | 0 |  |  |  |  | 0 | 0 | 0 |  |  |  |  | 0 | 0 | 0 |  |  |  |  | 0 | 0 | 0 | -0.00024516 | #VALUE! | #VALUE! | #VALUE! | #VALUE! | #VALUE! | #VALUE! |  |  |  |  | 0 | 0 | 0 |  |  |  |  | 0 | 0 | 0 |  |  |  |  | 0 | 0 | 0 |  |  |  |  | 0 | 0 | 0 |  |  |  |  | 0 | 0 | 0 |  |  |  |  | 0 | 0 | 0 |  |  |  |  | 0 | 0 | 0 |  |  |  |  | 0 | 0 | 0 |  |  |  |  | 0 | 0 | 0 |  |  |  |  | 0 | 0 | 0 |  |  |  |  | 0 | 0 | 0 |  |  |  |  | 0 | 0 | 0 |  |  |  |  | 0 | 0 | 0 |  |  |  |  | 0 | 0 | 0 |  |  |  |  | 0 | 0 | 0 |  |  |  |  | 0 | 0 | 0 |  |  |  |  | 0 | 0 | 0 |  |  |  |  | 0 | 0 | 0 |  |  |  |  | 0 | 0 | 0 |  |  |  |  | 0 | 0 | 0 |  |  |  |  | 0 | 0 | 0 |  |  |  |  | 0 | 0 | 0 |  |  |  |  | 0 | 0 | 0 |  |  |  |  | 0 | 0 | 0 |  |  |  |  | 0 | 0 | 0 |  |  |  |  | 0 | 0 | 0 |  |  |  |  | 0 | 0 | 0 |  |  |  |  | 0 | 0 | 0 |  |  |  |  | 0 | 0 | 0 |  |  |  |  | 0 | 0 | 0 |  |  |  |  | 0 | 0 | 0 |  |  |  |  | 0 | 0 | 0 |  |  |  |  | 0 | 0 | 0 |  |  |  |  | 0 | 0 | 0 |  |  |  |  | 0 | 0 | 0 |  |  |  |  | 0 | 0 | 0 |  |  |  |  | 0 | 0 | 0 |  |  |  |  | 0 | 0 | 0 |  |  |  |  | 0 | 0 | 0 |  |  |  |  | 0 | 0 | 0 |  |  |  |  | 0 | 0 | 0 |  |  |  |  | 0 | 0 | 0 |  |  |  |  | 0 | 0 | 0 |  |  |  |  | 0 | 0 | 0 |  |  |  |  | 0 | 0 | 0 |  |  |  |  | 0 | 0 | 0 |  |  |  |  | 0 | 0 | 0 |  |  |  |  | 0 | 0 | 0 |  |  |  |  | 0 | 0 | 0 |  |  |  |  | 0 | 0 | 0 |  |  |  |  | 0 | 0 | 0 |  |  |  |  | 0 | 0 | 0 |  |  |  |  | 0 | 0 | 0 |  |  |  |  | 0 | 0 | 0 |  |  |  |  | 0 | 0 | 0 |  |  |  |  | 0 | 0 | 0 |  |  |  |  | 0 | 0 | 0 |  |  |  |  | 0 | 0 | 0 |  |  |  |  | 0 | 0 | 0 |  |  |  |  | 0 | 0 | 0 |  |  |  |  | 0 | 0 | 0 |  |  |  |  | 0 | 0 | 0 |  |  |  |  | 0 | 0 | 0 |  |  |  |  | 0 | 0 | 0 |  |  |  |  | 0 | 0 | 0 |  |  |  |  | 0 | 0 | 0 |  |  |  |  | 0 | 0 | 0 |  |  |  |  | 0 | 0 | 0 |  |  |  |  | 0 | 0 | 0 |  |  |  |  | 0 | 0 | 0 |  |  |  |  | 0 | 0 | 0 |  |  |  |  | 0 | 0 | 0 |  |  |  |  | 0 | 0 | 0 |  |  |  |  | 0 | 0 | 0 |  |  |  |  | 0 | 0 | 0 |  |  |  |  | 0 | 0 | 0 |  |  |  |  | 0 | 0 | 0 |  |  |  |  | 0 | 0 | 0 |  |  |  |  | 0 | 0 | 0 |  |  |  |  | 0 | 0 | 0 |  |  |  |  | 0 | 0 | 0 |  |  |  |  | 0 | 0 | 0 |  |  |  |  | 0 | 0 | 0 |  |  |  |  | 0 | 0 | 0 |  |  |  |  | 0 | 0 | 0 |  |  |  |  | 0 | 0 | 0 |  |  |  |  | 0 | 0 | 0 |  |  |  |  | 0 | 0 | 0 |  |  |  |  | 0 | 0 | 0 |  |  |  |  | 0 | 0 | 0 |  |  |  |  | 0 | 0 | 0 |  |  |  |  | 0 | 0 | 0 |  |  |  |  | 0 | 0 | 0 |  |  |  |  | 0 | 0 | 0 |  |  |  |  | 0 | 0 | 0 |  |  |  |  | 0 | 0 | 0 |  |  |  |  | 0 | 0 | 0 |  |  |  |  | 0 | 0 | 0 |  |  |  |  | 0 | 0 | 0 |  |  |  |  | 0 | 0 | 0 |  |  |  |  | 0 | 0 | 0 |  |  |  |  | 0 | 0 | 0 |  |  |  |  | 0 | 0 | 0 |  |  |  |  | 0 | 0 | 0 |  |  |  |  | 0 | 0 | 0 |  |  |  |  | 0 | 0 | 0 |  |  |  |  | 0 | 0 | 0 |  |  |  |  | 0 | 0 | 0 |  |  |  |  | 0 | 0 | 0 |  |  |  |  | 0 | 0 | 0 |  |  |  |  | 0 | 0 | 0 |  |  |  |  | 0 | 0 | 0 |  |  |  |  | 0 | 0 | 0 |  |  |  |  | 0 | 0 | 0 |  |  |  |  | 0 | 0 | 0 |  |  |  |  | 0 | 0 | 0 |  |  |  |  | 0 | 0 | 0 |  |  |  |  | 0 | 0 | 0 |  |  |  |  | 0 | 0 | 0 |  |  |  |  | 0 | 0 | 0 |  |  |  |  | 0 | 0 | 0 |  |  |  |  | 0 | 0 | 0 |  |  |  |  | 0 | 0 | 0 |  |  |  |  | 0 | 0 | 0 |  |  |  |  | 0 | 0 | 0 |  |  |  |  | 0 | 0 | 0 |  |  |  |  | 0 | 0 | 0 |  |  |  |  | 0 | 0 | 0 |  |  |  |  | 0 | 0 | 0 |  |  |  |  | 0 | 0 | 0 |  |  |  |  | 0 | 0 | 0 |  |  |  |  | 0 | 0 | 0 |  |  |  |  | 0 | 0 | 0 |  |  |  |  | 0 | 0 | 0 |  |  |  |  | 0 | 0 | 0 |  |  |  |  | 0 | 0 | 0 |  |  |  |  | 0 | 0 | 0 |  |  |  |  | 0 | 0 | 0 |  |  |  |  | 0 | 0 | 0
|  |  | 0 | 0 | 0 |  |  |  |  | 0 | 0 | 0 |  |  |  |  | 0 | 0 | 0 |  |  |  |  | 0 | 0 | 0 |  |  |  |  | 0 | 0 | 0 | -7.0353e-05 | #VALUE! | #VALUE! | #VALUE! | #VALUE! | #VALUE! | #VALUE! |  |  |  |  | 0 | 0 | 0 |  |  |  |  | 0 | 0 | 0 |  |  |  |  | 0 | 0 | 0 |  |  |  |  | 0 | 0 | 0 |  |  |  |  | 0 | 0 | 0 | -1.3377e-11 | #VALUE! | #VALUE! | #VALUE! | #VALUE! | #VALUE! | #VALUE! |  |  |  |  | 0 | 0 | 0 |  |  |  |  | 0 | 0 | 0 |  |  |  |  | 0 | 0 | 0 |  |  |  |  | 0 | 0 | 0 |  |  |  |  | 0 | 0 | 0 | -6.8829e-05 | #VALUE! | #VALUE! | #VALUE! | #VALUE! | #VALUE! | #VALUE! |  |  |  |  | 0 | 0 | 0 |  |  |  |  | 0 | 0 | 0 |  |  |  |  | 0 | 0 | 0 |  |  |  |  | 0 | 0 | 0 |  |  |  |  | 0 | 0 | 0 | -1.2201e-11 | #VALUE! | #VALUE! | #VALUE! | #VALUE! | #VALUE! | #VALUE! |  |  |  |  | 0 | 0 | 0 |  |  |  |  | 0 | 0 | 0 |  |  |  |  | 0 | 0 | 0 |  |  |  |  | 0 | 0 | 0 |  |  |  |  | 0 | 0 | 0 | -0.00099896 | #VALUE! | #VALUE! | #VALUE! | #VALUE! | #VALUE! | #VALUE! |  |  |  |  | 0 | 0 | 0 |  |  |  |  | 0 | 0 | 0 |  |  |  |  | 0 | 0 | 0 |  |  |  |  | 0 | 0 | 0 |  |  |  |  | 0 | 0 | 0 | 0.0069893 | #VALUE! | #VALUE! | #VALUE! | #VALUE! | #VALUE! | #VALUE! |  |  |  |  | 0 | 0 | 0 | -0.00206 | #VALUE! | #VALUE! | #VALUE! | #VALUE! | #VALUE! | #VALUE! |  |  |  |  | 0 | 0 | 0 |  |  |  |  | 0 | 0 | 0 | 0.0031221 | #VALUE! | #VALUE! | #VALUE! | #VALUE! | #VALUE! | #VALUE! |  |  |  |  | 0 | 0 | 0 |  |  |  |  | 0 | 0 | 0 |  |  |  |  | 0 | 0 | 0 |  |  |  |  | 0 | 0 | 0 |  |  |  |  | 0 | 0 | 0 |  |  |  |  | 0 | 0 | 0 |  |  |  |  | 0 | 0 | 0 |  |  |  |  | 0 | 0 | 0 | -0.0039463 | #VALUE! | #VALUE! | #VALUE! | #VALUE! | #VALUE! | #VALUE! |  |  |  |  | 0 | 0 | 0 |  |  |  |  | 0 | 0 | 0 |  |  |  |  | 0 | 0 | 0 |  |  |  |  | 0 | 0 | 0 |  |  |  |  | 0 | 0 | 0 |  |  |  |  | 0 | 0 | 0 |  |  |  |  | 0 | 0 | 0 |  |  |  |  | 0 | 0 | 0 | -0.00027668 | #VALUE! | #VALUE! | #VALUE! | #VALUE! | #VALUE! | #VALUE! |  |  |  |  | 0 | 0 | 0 |  |  |  |  | 0 | 0 | 0 |  |  |  |  | 0 | 0 | 0 |  |  |  |  | 0 | 0 | 0 |  |  |  |  | 0 | 0 | 0 |  |  |  |  | 0 | 0 | 0 |  |  |  |  | 0 | 0 | 0 |  |  |  |  | 0 | 0 | 0 |  |  |  |  | 0 | 0 | 0 |  |  |  |  | 0 | 0 | 0 |  |  |  |  | 0 | 0 | 0 | 0.00066513 | #VALUE! | #VALUE! | #VALUE! | #VALUE! | #VALUE! | #VALUE! |  |  |  |  | 0 | 0 | 0 |  |  |  |  | 0 | 0 | 0 |  |  |  |  | 0 | 0 | 0 |  |  |  |  | 0 | 0 | 0 |  |  |  |  | 0 | 0 | 0 |  |  |  |  | 0 | 0 | 0 |  |  |  |  | 0 | 0 | 0 |  |  |  |  | 0 | 0 | 0 |  |  |  |  | 0 | 0 | 0 |  |  |  |  | 0 | 0 | 0 |  |  |  |  | 0 | 0 | 0 |  |  |  |  | 0 | 0 | 0 |  |  |  |  | 0 | 0 | 0 |  |  |  |  | 0 | 0 | 0 |  |  |  |  | 0 | 0 | 0 |  |  |  |  | 0 | 0 | 0 |  |  |  |  | 0 | 0 | 0 |  |  |  |  | 0 | 0 | 0 |  |  |  |  | 0 | 0 | 0 |  |  |  |  | 0 | 0 | 0 |  |  |  |  | 0 | 0 | 0 |  |  |  |  | 0 | 0 | 0 |  |  |  |  | 0 | 0 | 0 |  |  |  |  | 0 | 0 | 0 |  |  |  |  | 0 | 0 | 0 |  |  |  |  | 0 | 0 | 0 |  |  |  |  | 0 | 0 | 0 |  |  |  |  | 0 | 0 | 0 |  |  |  |  | 0 | 0 | 0 |  |  |  |  | 0 | 0 | 0 |  |  |  |  | 0 | 0 | 0 |  |  |  |  | 0 | 0 | 0 |  |  |  |  | 0 | 0 | 0 |  |  |  |  | 0 | 0 | 0 |  |  |  |  | 0 | 0 | 0 |  |  |  |  | 0 | 0 | 0 | 1.4783e-07 | #VALUE! | #VALUE! | #VALUE! | #VALUE! | #VALUE! | #VALUE! |  |  |  |  | 0 | 0 | 0 |  |  |  |  | 0 | 0 | 0 |  |  |  |  | 0 | 0 | 0 |  |  |  |  | 0 | 0 | 0 |  |  |  |  | 0 | 0 | 0 |  |  |  |  | 0 | 0 | 0 |  |  |  |  | 0 | 0 | 0 |  |  |  |  | 0 | 0 | 0 |  |  |  |  | 0 | 0 | 0 |  |  |  |  | 0 | 0 | 0 |  |  |  |  | 0 | 0 | 0 |  |  |  |  | 0 | 0 | 0 |  |  |  |  | 0 | 0 | 0 |  |  |  |  | 0 | 0 | 0 |  |  |  |  | 0 | 0 | 0 |  |  |  |  | 0 | 0 | 0 |  |  |  |  | 0 | 0 | 0 |  |  |  |  | 0 | 0 | 0 |  |  |  |  | 0 | 0 | 0 |  |  |  |  | 0 | 0 | 0 |  |  |  |  | 0 | 0 | 0 |  |  |  |  | 0 | 0 | 0 |  |  |  |  | 0 | 0 | 0 |  |  |  |  | 0 | 0 | 0 |  |  |  |  | 0 | 0 | 0 |  |  |  |  | 0 | 0 | 0 |  |  |  |  | 0 | 0 | 0 |  |  |  |  | 0 | 0 | 0 |  |  |  |  | 0 | 0 | 0 |  |  |  |  | 0 | 0 | 0 |  |  |  |  | 0 | 0 | 0 |  |  |  |  | 0 | 0 | 0 |  |  |  |  | 0 | 0 | 0 |  |  |  |  | 0 | 0 | 0 |  |  |  |  | 0 | 0 | 0 |  |  |  |  | 0 | 0 | 0 |  |  |  |  | 0 | 0 | 0 |  |  |  |  | 0 | 0 | 0 |  |  |  |  | 0 | 0 | 0 |  |  |  |  | 0 | 0 | 0 |  |  |  |  | 0 | 0 | 0 |  |  |  |  | 0 | 0 | 0 |  |  |  |  | 0 | 0 | 0 |  |  |  |  | 0 | 0 | 0 |  |  |  |  | 0 | 0 | 0 |  |  |  |  | 0 | 0 | 0 |  |  |  |  | 0 | 0 | 0 |  |  |  |  | 0 | 0 | 0 |  |  |  |  | 0 | 0 | 0 |  |  |  |  | 0 | 0 | 0 |  |  |  |  | 0 | 0 | 0 |  |  |  |  | 0 | 0 | 0 |  |  |  |  | 0 | 0 | 0 |  |  |  |  | 0 | 0 | 0 |  |  |  |  | 0 | 0 | 0 |  |  |  |  | 0 | 0 | 0 |  |  |  |  | 0 | 0 | 0 |  |  |  |  | 0 | 0 | 0 |  |  |  |  | 0 | 0 | 0 |  |  |  |  | 0 | 0 | 0 |  |  |  |  | 0 | 0 | 0 |  |  |  |  | 0 | 0 | 0 |  |  |  |  | 0 | 0 | 0 |  |  |  |  | 0 | 0 | 0 |  |  |  |  | 0 | 0 | 0 |  |  |  |  | 0 | 0 | 0 |  |  |  |  | 0 | 0 | 0 |  |  |  |  | 0 | 0 | 0 |  |  |  |  | 0 | 0 | 0 |  |  |  |  | 0 | 0 | 0 |  |  |  |  | 0 | 0 | 0 |  |  |  |  | 0 | 0 | 0 |  |  |  |  | 0 | 0 | 0 |  |  |  |  | 0 | 0 | 0 |  |  |  |  | 0 | 0 | 0 |  |  |  |  | 0 | 0 | 0 |  |  |  |  | 0 | 0 | 0 |  |  |  |  | 0 | 0 | 0 |  |  |  |  | 0 | 0 | 0 |  |  |  |  | 0 | 0 | 0 |  |  |  |  | 0 | 0 | 0 |  |  |  |  | 0 | 0 | 0 |  |  |  |  | 0 | 0 | 0 |  |  |  |  | 0 | 0 | 0 |  |  |  |  | 0 | 0 | 0 |  |  |  |  | 0 | 0 | 0 |  |  |  |  | 0 | 0 | 0 |  |  |  |  | 0 | 0 | 0 |  |  |  |  | 0 | 0 | 0 |  |  |  |  | 0 | 0 | 0 |  |  |  |  | 0 | 0 | 0 |  |  |  |  | 0 | 0 | 0 |  |  |  |  | 0 | 0 | 0 |  |  |  |  | 0 | 0 | 0 |  |  |  |  | 0 | 0 | 0 |  |  |  |  | 0 | 0 | 0 |  |  |  |  | 0 | 0 | 0 |  |  |  |  | 0 | 0 | 0 |  |  |  |  | 0 | 0 | 0 |  |  |  |  | 0 | 0 | 0 |  |  |  |  | 0 | 0 | 0 |  |  |  |  | 0 | 0 | 0 |  |  |  |  | 0 | 0 | 0 |  |  |  |  | 0 | 0 | 0 |  |  |  |  | 0 | 0 | 0 |  |  |  |  | 0 | 0 | 0 |  |  |  |  | 0 | 0 | 0 |  |  |  |  | 0 | 0 | 0 |  |  |  |  | 0 | 0 | 0 |  |  |  |  | 0 | 0 | 0 |  |  |  |  | 0 | 0 | 0 |  |  |  |  | 0 | 0 | 0 |  |  |  |  | 0 | 0 | 0 |  |  |  |  | 0 | 0 | 0 |  |  |  |  | 0 | 0 | 0 |  |  |  |  | 0 | 0 | 0 |  |  |  |  | 0 | 0 | 0 |  |  |  |  | 0 | 0 | 0 |  |  |  |  | 0 | 0 | 0 |  |  |  |  | 0 | 0 | 0 |  |  |  |  | 0 | 0 | 0 |  |  |  |  | 0 | 0 | 0 |  |  |  |  | 0 | 0 | 0 |  |  |  |  | 0 | 0 | 0 |  |  |  |  | 0 | 0 | 0 |  |  |  |  | 0 | 0 | 0 |  |  |  |  | 0 | 0 | 0 |  |  |  |  | 0 | 0 | 0 |  |  |  |  | 0 | 0 | 0 |  |  |  |  | 0 | 0 | 0 |  |  |  |  | 0 | 0 | 0 |  |  |  |  | 0 | 0 | 0 |  |  |  |  | 0 | 0 | 0 |  |  |  |  | 0 | 0 | 0 |  |  |  |  | 0 | 0 | 0 |  |  |  |  | 0 | 0 | 0 |  |  |  |  | 0 | 0 | 0 |  |  |  |  | 0 | 0 | 0 |  |  |  |  | 0 | 0 | 0 |  |  |  |  | 0 | 0 | 0 |  |  |  |  | 0 | 0 | 0 |  |  |  |  | 0 | 0 | 0 |  |  |  |  | 0 | 0 | 0 |  |  |  |  | 0 | 0 | 0 |  |  |  |  | 0 | 0 | 0 |  |  |  |  | 0 | 0 | 0 |  |  |  |  | 0 | 0 | 0 |  |  |  |  | 0 | 0 | 0 |  |  |  |  | 0 | 0 | 0 |  |  |  |  | 0 | 0 | 0 |  |  |  |  | 0 | 0 | 0 |  |  |  |  | 0 | 0 | 0 |  |  |  |  | 0 | 0 | 0 |  |  |  |  | 0 | 0 | 0 |  |  |  |  | 0 | 0 | 0 |  |  |  |  | 0 | 0 | 0 |  |  |  |  | 0 | 0 | 0 |  |  |  |  | 0 | 0 | 0 |  |  |  |  | 0 | 0 | 0 |  |  |  |  | 0 | 0 | 0 |  |  |  |  | 0 | 0 | 0 |  |  |  |  | 0 | 0 | 0 |  |  |  |  | 0 | 0 | 0 |  |  |  |  | 0 | 0 | 0 |  |  |  |  | 0 | 0 | 0 |  |  |  |  | 0 | 0 | 0 |  |  |  |  | 0 | 0 | 0 |  |  |  |  | 0 | 0 | 0 |  |  |  |  | 0 | 0 | 0 |  |  |  |  | 0 | 0 | 0 |  |  |  |  | 0 | 0 | 0 |  |  |  |  | 0 | 0 | 0 |  |  |  |  | 0 | 0 | 0 |  |  |  |  | 0 | 0 | 0 |  |  |  |  | 0 | 0 | 0 |  |  |  |  | 0 | 0 | 0 |  |  |  |  | 0 | 0 | 0 |  |  |  |  | 0 | 0 | 0 |  |  |  |  | 0 | 0 | 0 |  |  |  |  | 0 | 0 | 0 |  |  |  |  | 0 | 0 | 0
|  |  | 0 | 0 | 0 |  |  |  |  | 0 | 0 | 0 |  |  |  |  | 0 | 0 | 0 |  |  |  |  | 0 | 0 | 0 |  |  |  |  | 0 | 0 | 0 | -2.1213e-06 | #VALUE! | #VALUE! | #VALUE! | #VALUE! | #VALUE! | #VALUE! |  |  |  |  | 0 | 0 | 0 |  |  |  |  | 0 | 0 | 0 |  |  |  |  | 0 | 0 | 0 |  |  |  |  | 0 | 0 | 0 |  |  |  |  | 0 | 0 | 0 | -6.9166e-05 | #VALUE! | #VALUE! | #VALUE! | #VALUE! | #VALUE! | #VALUE! |  |  |  |  | 0 | 0 | 0 |  |  |  |  | 0 | 0 | 0 |  |  |  |  | 0 | 0 | 0 |  |  |  |  | 0 | 0 | 0 |  |  |  |  | 0 | 0 | 0 | -1.6783e-06 | #VALUE! | #VALUE! | #VALUE! | #VALUE! | #VALUE! | #VALUE! |  |  |  |  | 0 | 0 | 0 |  |  |  |  | 0 | 0 | 0 |  |  |  |  | 0 | 0 | 0 |  |  |  |  | 0 | 0 | 0 |  |  |  |  | 0 | 0 | 0 | -2.9725e-05 | #VALUE! | #VALUE! | #VALUE! | #VALUE! | #VALUE! | #VALUE! |  |  |  |  | 0 | 0 | 0 |  |  |  |  | 0 | 0 | 0 |  |  |  |  | 0 | 0 | 0 |  |  |  |  | 0 | 0 | 0 |  |  |  |  | 0 | 0 | 0 | -1.3091e-11 | #VALUE! | #VALUE! | #VALUE! | #VALUE! | #VALUE! | #VALUE! |  |  |  |  | 0 | 0 | 0 |  |  |  |  | 0 | 0 | 0 |  |  |  |  | 0 | 0 | 0 |  |  |  |  | 0 | 0 | 0 |  |  |  |  | 0 | 0 | 0 | -0.0008227 | #VALUE! | #VALUE! | #VALUE! | #VALUE! | #VALUE! | #VALUE! |  |  |  |  | 0 | 0 | 0 |  |  |  |  | 0 | 0 | 0 |  |  |  |  | 0 | 0 | 0 |  |  |  |  | 0 | 0 | 0 | -0.0016102 | #VALUE! | #VALUE! | #VALUE! | #VALUE! | #VALUE! | #VALUE! |  |  |  |  | 0 | 0 | 0 |  |  |  |  | 0 | 0 | 0 |  |  |  |  | 0 | 0 | 0 |  |  |  |  | 0 | 0 | 0 |  |  |  |  | 0 | 0 | 0 |  |  |  |  | 0 | 0 | 0 |  |  |  |  | 0 | 0 | 0 |  |  |  |  | 0 | 0 | 0 |  |  |  |  | 0 | 0 | 0 |  |  |  |  | 0 | 0 | 0 |  |  |  |  | 0 | 0 | 0 |  |  |  |  | 0 | 0 | 0 |  |  |  |  | 0 | 0 | 0 |  |  |  |  | 0 | 0 | 0 |  |  |  |  | 0 | 0 | 0 |  |  |  |  | 0 | 0 | 0 |  |  |  |  | 0 | 0 | 0 |  |  |  |  | 0 | 0 | 0 |  |  |  |  | 0 | 0 | 0 |  |  |  |  | 0 | 0 | 0 |  |  |  |  | 0 | 0 | 0 |  |  |  |  | 0 | 0 | 0 |  |  |  |  | 0 | 0 | 0 |  |  |  |  | 0 | 0 | 0 |  |  |  |  | 0 | 0 | 0 |  |  |  |  | 0 | 0 | 0 |  |  |  |  | 0 | 0 | 0 |  |  |  |  | 0 | 0 | 0 |  |  |  |  | 0 | 0 | 0 |  |  |  |  | 0 | 0 | 0 |  |  |  |  | 0 | 0 | 0 |  |  |  |  | 0 | 0 | 0 |  |  |  |  | 0 | 0 | 0 |  |  |  |  | 0 | 0 | 0 |  |  |  |  | 0 | 0 | 0 |  |  |  |  | 0 | 0 | 0 |  |  |  |  | 0 | 0 | 0 |  |  |  |  | 0 | 0 | 0 |  |  |  |  | 0 | 0 | 0 |  |  |  |  | 0 | 0 | 0 |  |  |  |  | 0 | 0 | 0 |  |  |  |  | 0 | 0 | 0 |  |  |  |  | 0 | 0 | 0 |  |  |  |  | 0 | 0 | 0 |  |  |  |  | 0 | 0 | 0 |  |  |  |  | 0 | 0 | 0 |  |  |  |  | 0 | 0 | 0 |  |  |  |  | 0 | 0 | 0 |  |  |  |  | 0 | 0 | 0 |  |  |  |  | 0 | 0 | 0 |  |  |  |  | 0 | 0 | 0 |  |  |  |  | 0 | 0 | 0 |  |  |  |  | 0 | 0 | 0 |  |  |  |  | 0 | 0 | 0 |  |  |  |  | 0 | 0 | 0 |  |  |  |  | 0 | 0 | 0 |  |  |  |  | 0 | 0 | 0 |  |  |  |  | 0 | 0 | 0 |  |  |  |  | 0 | 0 | 0 |  |  |  |  | 0 | 0 | 0 |  |  |  |  | 0 | 0 | 0 |  |  |  |  | 0 | 0 | 0 |  |  |  |  | 0 | 0 | 0 |  |  |  |  | 0 | 0 | 0 |  |  |  |  | 0 | 0 | 0 |  |  |  |  | 0 | 0 | 0 |  |  |  |  | 0 | 0 | 0 |  |  |  |  | 0 | 0 | 0 |  |  |  |  | 0 | 0 | 0 |  |  |  |  | 0 | 0 | 0 |  |  |  |  | 0 | 0 | 0 |  |  |  |  | 0 | 0 | 0 |  |  |  |  | 0 | 0 | 0 |  |  |  |  | 0 | 0 | 0 |  |  |  |  | 0 | 0 | 0 |  |  |  |  | 0 | 0 | 0 |  |  |  |  | 0 | 0 | 0 |  |  |  |  | 0 | 0 | 0 |  |  |  |  | 0 | 0 | 0 |  |  |  |  | 0 | 0 | 0 |  |  |  |  | 0 | 0 | 0 |  |  |  |  | 0 | 0 | 0 |  |  |  |  | 0 | 0 | 0 |  |  |  |  | 0 | 0 | 0 |  |  |  |  | 0 | 0 | 0 |  |  |  |  | 0 | 0 | 0 |  |  |  |  | 0 | 0 | 0 |  |  |  |  | 0 | 0 | 0 |  |  |  |  | 0 | 0 | 0 |  |  |  |  | 0 | 0 | 0 |  |  |  |  | 0 | 0 | 0 |  |  |  |  | 0 | 0 | 0 |  |  |  |  | 0 | 0 | 0 |  |  |  |  | 0 | 0 | 0 |  |  |  |  | 0 | 0 | 0 |  |  |  |  | 0 | 0 | 0 |  |  |  |  | 0 | 0 | 0 |  |  |  |  | 0 | 0 | 0 |  |  |  |  | 0 | 0 | 0 |  |  |  |  | 0 | 0 | 0 |  |  |  |  | 0 | 0 | 0 |  |  |  |  | 0 | 0 | 0 |  |  |  |  | 0 | 0 | 0 |  |  |  |  | 0 | 0 | 0 |  |  |  |  | 0 | 0 | 0 |  |  |  |  | 0 | 0 | 0 |  |  |  |  | 0 | 0 | 0 |  |  |  |  | 0 | 0 | 0 |  |  |  |  | 0 | 0 | 0 |  |  |  |  | 0 | 0 | 0 |  |  |  |  | 0 | 0 | 0 |  |  |  |  | 0 | 0 | 0 |  |  |  |  | 0 | 0 | 0 |  |  |  |  | 0 | 0 | 0 |  |  |  |  | 0 | 0 | 0 |  |  |  |  | 0 | 0 | 0 |  |  |  |  | 0 | 0 | 0 |  |  |  |  | 0 | 0 | 0 |  |  |  |  | 0 | 0 | 0 |  |  |  |  | 0 | 0 | 0 |  |  |  |  | 0 | 0 | 0 |  |  |  |  | 0 | 0 | 0 |  |  |  |  | 0 | 0 | 0 |  |  |  |  | 0 | 0 | 0 |  |  |  |  | 0 | 0 | 0 |  |  |  |  | 0 | 0 | 0 |  |  |  |  | 0 | 0 | 0 |  |  |  |  | 0 | 0 | 0 |  |  |  |  | 0 | 0 | 0 |  |  |  |  | 0 | 0 | 0 |  |  |  |  | 0 | 0 | 0 |  |  |  |  | 0 | 0 | 0 |  |  |  |  | 0 | 0 | 0 |  |  |  |  | 0 | 0 | 0 |  |  |  |  | 0 | 0 | 0 |  |  |  |  | 0 | 0 | 0 |  |  |  |  | 0 | 0 | 0 |  |  |  |  | 0 | 0 | 0 |  |  |  |  | 0 | 0 | 0 |  |  |  |  | 0 | 0 | 0 |  |  |  |  | 0 | 0 | 0 |  |  |  |  | 0 | 0 | 0 |  |  |  |  | 0 | 0 | 0 |  |  |  |  | 0 | 0 | 0 |  |  |  |  | 0 | 0 | 0 |  |  |  |  | 0 | 0 | 0 |  |  |  |  | 0 | 0 | 0 |  |  |  |  | 0 | 0 | 0 |  |  |  |  | 0 | 0 | 0 |  |  |  |  | 0 | 0 | 0 |  |  |  |  | 0 | 0 | 0 |  |  |  |  | 0 | 0 | 0 |  |  |  |  | 0 | 0 | 0 |  |  |  |  | 0 | 0 | 0 |  |  |  |  | 0 | 0 | 0 |  |  |  |  | 0 | 0 | 0 |  |  |  |  | 0 | 0 | 0 |  |  |  |  | 0 | 0 | 0 |  |  |  |  | 0 | 0 | 0 |  |  |  |  | 0 | 0 | 0 |  |  |  |  | 0 | 0 | 0 |  |  |  |  | 0 | 0 | 0 |  |  |  |  | 0 | 0 | 0 |  |  |  |  | 0 | 0 | 0 |  |  |  |  | 0 | 0 | 0 |  |  |  |  | 0 | 0 | 0 |  |  |  |  | 0 | 0 | 0 |  |  |  |  | 0 | 0 | 0 |  |  |  |  | 0 | 0 | 0 |  |  |  |  | 0 | 0 | 0 |  |  |  |  | 0 | 0 | 0 |  |  |  |  | 0 | 0 | 0 |  |  |  |  | 0 | 0 | 0 |  |  |  |  | 0 | 0 | 0 |  |  |  |  | 0 | 0 | 0 |  |  |  |  | 0 | 0 | 0 |  |  |  |  | 0 | 0 | 0 |  |  |  |  | 0 | 0 | 0 |  |  |  |  | 0 | 0 | 0 |  |  |  |  | 0 | 0 | 0 |  |  |  |  | 0 | 0 | 0 |  |  |  |  | 0 | 0 | 0 |  |  |  |  | 0 | 0 | 0 |  |  |  |  | 0 | 0 | 0 |  |  |  |  | 0 | 0 | 0 |  |  |  |  | 0 | 0 | 0 |  |  |  |  | 0 | 0 | 0 |  |  |  |  | 0 | 0 | 0 |  |  |  |  | 0 | 0 | 0 |  |  |  |  | 0 | 0 | 0 |  |  |  |  | 0 | 0 | 0 |  |  |  |  | 0 | 0 | 0 |  |  |  |  | 0 | 0 | 0 |  |  |  |  | 0 | 0 | 0 |  |  |  |  | 0 | 0 | 0 |  |  |  |  | 0 | 0 | 0 |  |  |  |  | 0 | 0 | 0 |  |  |  |  | 0 | 0 | 0 |  |  |  |  | 0 | 0 | 0 |  |  |  |  | 0 | 0 | 0 |  |  |  |  | 0 | 0 | 0 |  |  |  |  | 0 | 0 | 0 |  |  |  |  | 0 | 0 | 0 |  |  |  |  | 0 | 0 | 0 |  |  |  |  | 0 | 0 | 0 |  |  |  |  | 0 | 0 | 0 |  |  |  |  | 0 | 0 | 0 |  |  |  |  | 0 | 0 | 0 |  |  |  |  | 0 | 0 | 0 |  |  |  |  | 0 | 0 | 0 |  |  |  |  | 0 | 0 | 0 |  |  |  |  | 0 | 0 | 0 |  |  |  |  | 0 | 0 | 0 |  |  |  |  | 0 | 0 | 0 |  |  |  |  | 0 | 0 | 0 |  |  |  |  | 0 | 0 | 0 |  |  |  |  | 0 | 0 | 0 |  |  |  |  | 0 | 0 | 0 |  |  |  |  | 0 | 0 | 0 |  |  |  |  | 0 | 0 | 0 |  |  |  |  | 0 | 0 | 0 |  |  |  |  | 0 | 0 | 0 |  |  |  |  | 0 | 0 | 0 |  |  |  |  | 0 | 0 | 0 |  |  |  |  | 0 | 0 | 0 |  |  |  |  | 0 | 0 | 0 |  |  |  |  | 0 | 0 | 0 |  |  |  |  | 0 | 0 | 0 |  |  |  |  | 0 | 0 | 0 |  |  |  |  | 0 | 0 | 0 |  |  |  |  | 0 | 0 | 0 |  |  |  |  | 0 | 0 | 0 |  |  |  |  | 0 | 0 | 0 |  |  |  |  | 0 | 0 | 0 |  |  |  |  | 0 | 0 | 0 |  |  |  |  | 0 | 0 | 0 |  |  |  |  | 0 | 0 | 0 |  |  |  |  | 0 | 0 | 0 |  |  |  |  | 0 | 0 | 0 |  |  |  |  | 0 | 0 | 0 |  |  |  |  | 0 | 0 | 0 |  |  |  |  | 0 | 0 | 0 |  |  |  |  | 0 | 0 | 0 |  |  |  |  | 0 | 0 | 0 |  |  |  |  | 0 | 0 | 0 |  |  |  |  | 0 | 0 | 0 |  |  |  |  | 0 | 0 | 0 |  |  |  |  | 0 | 0 | 0
|  |  | 0 | 0 | 0 |  |  |  |  | 0 | 0 | 0 |  |  |  |  | 0 | 0 | 0 |  |  |  |  | 0 | 0 | 0 |  |  |  |  | 0 | 0 | 0 | -6.128e-05 | #VALUE! | #VALUE! | #VALUE! | #VALUE! | #VALUE! | #VALUE! |  |  |  |  | 0 | 0 | 0 |  |  |  |  | 0 | 0 | 0 |  |  |  |  | 0 | 0 | 0 |  |  |  |  | 0 | 0 | 0 |  |  |  |  | 0 | 0 | 0 | -2.1564e-06 | #VALUE! | #VALUE! | #VALUE! | #VALUE! | #VALUE! | #VALUE! |  |  |  |  | 0 | 0 | 0 |  |  |  |  | 0 | 0 | 0 |  |  |  |  | 0 | 0 | 0 |  |  |  |  | 0 | 0 | 0 |  |  |  |  | 0 | 0 | 0 | -2.141e-06 | #VALUE! | #VALUE! | #VALUE! | #VALUE! | #VALUE! | #VALUE! |  |  |  |  | 0 | 0 | 0 |  |  |  |  | 0 | 0 | 0 |  |  |  |  | 0 | 0 | 0 |  |  |  |  | 0 | 0 | 0 |  |  |  |  | 0 | 0 | 0 | -8.7709e-07 | #VALUE! | #VALUE! | #VALUE! | #VALUE! | #VALUE! | #VALUE! |  |  |  |  | 0 | 0 | 0 |  |  |  |  | 0 | 0 | 0 |  |  |  |  | 0 | 0 | 0 |  |  |  |  | 0 | 0 | 0 |  |  |  |  | 0 | 0 | 0 | -5.7404e-05 | #VALUE! | #VALUE! | #VALUE! | #VALUE! | #VALUE! | #VALUE! |  |  |  |  | 0 | 0 | 0 |  |  |  |  | 0 | 0 | 0 |  |  |  |  | 0 | 0 | 0 |  |  |  |  | 0 | 0 | 0 |  |  |  |  | 0 | 0 | 0 | -1.1194e-11 | #VALUE! | #VALUE! | #VALUE! | #VALUE! | #VALUE! | #VALUE! |  |  |  |  | 0 | 0 | 0 |  |  |  |  | 0 | 0 | 0 |  |  |  |  | 0 | 0 | 0 |  |  |  |  | 0 | 0 | 0 |  |  |  |  | 0 | 0 | 0 |  |  |  |  | 0 | 0 | 0 |  |  |  |  | 0 | 0 | 0 |  |  |  |  | 0 | 0 | 0 |  |  |  |  | 0 | 0 | 0 |  |  |  |  | 0 | 0 | 0 |  |  |  |  | 0 | 0 | 0 |  |  |  |  | 0 | 0 | 0 |  |  |  |  | 0 | 0 | 0 |  |  |  |  | 0 | 0 | 0 |  |  |  |  | 0 | 0 | 0 |  |  |  |  | 0 | 0 | 0 |  |  |  |  | 0 | 0 | 0 |  |  |  |  | 0 | 0 | 0 |  |  |  |  | 0 | 0 | 0 |  |  |  |  | 0 | 0 | 0 |  |  |  |  | 0 | 0 | 0 |  |  |  |  | 0 | 0 | 0 |  |  |  |  | 0 | 0 | 0 |  |  |  |  | 0 | 0 | 0 |  |  |  |  | 0 | 0 | 0 |  |  |  |  | 0 | 0 | 0 |  |  |  |  | 0 | 0 | 0 |  |  |  |  | 0 | 0 | 0 |  |  |  |  | 0 | 0 | 0 |  |  |  |  | 0 | 0 | 0 |  |  |  |  | 0 | 0 | 0 |  |  |  |  | 0 | 0 | 0 |  |  |  |  | 0 | 0 | 0 |  |  |  |  | 0 | 0 | 0 |  |  |  |  | 0 | 0 | 0 |  |  |  |  | 0 | 0 | 0 |  |  |  |  | 0 | 0 | 0 |  |  |  |  | 0 | 0 | 0 |  |  |  |  | 0 | 0 | 0 |  |  |  |  | 0 | 0 | 0 |  |  |  |  | 0 | 0 | 0 |  |  |  |  | 0 | 0 | 0 |  |  |  |  | 0 | 0 | 0 |  |  |  |  | 0 | 0 | 0 |  |  |  |  | 0 | 0 | 0 |  |  |  |  | 0 | 0 | 0 |  |  |  |  | 0 | 0 | 0 |  |  |  |  | 0 | 0 | 0 |  |  |  |  | 0 | 0 | 0 |  |  |  |  | 0 | 0 | 0 |  |  |  |  | 0 | 0 | 0 |  |  |  |  | 0 | 0 | 0 |  |  |  |  | 0 | 0 | 0 |  |  |  |  | 0 | 0 | 0 |  |  |  |  | 0 | 0 | 0 |  |  |  |  | 0 | 0 | 0 |  |  |  |  | 0 | 0 | 0 |  |  |  |  | 0 | 0 | 0 |  |  |  |  | 0 | 0 | 0 |  |  |  |  | 0 | 0 | 0 |  |  |  |  | 0 | 0 | 0 |  |  |  |  | 0 | 0 | 0 |  |  |  |  | 0 | 0 | 0 |  |  |  |  | 0 | 0 | 0 |  |  |  |  | 0 | 0 | 0 |  |  |  |  | 0 | 0 | 0 |  |  |  |  | 0 | 0 | 0 |  |  |  |  | 0 | 0 | 0 |  |  |  |  | 0 | 0 | 0 |  |  |  |  | 0 | 0 | 0 |  |  |  |  | 0 | 0 | 0 |  |  |  |  | 0 | 0 | 0 |  |  |  |  | 0 | 0 | 0 |  |  |  |  | 0 | 0 | 0 |  |  |  |  | 0 | 0 | 0 |  |  |  |  | 0 | 0 | 0 |  |  |  |  | 0 | 0 | 0 |  |  |  |  | 0 | 0 | 0 |  |  |  |  | 0 | 0 | 0 |  |  |  |  | 0 | 0 | 0 |  |  |  |  | 0 | 0 | 0 |  |  |  |  | 0 | 0 | 0 |  |  |  |  | 0 | 0 | 0 |  |  |  |  | 0 | 0 | 0 |  |  |  |  | 0 | 0 | 0 |  |  |  |  | 0 | 0 | 0 |  |  |  |  | 0 | 0 | 0 |  |  |  |  | 0 | 0 | 0 |  |  |  |  | 0 | 0 | 0 |  |  |  |  | 0 | 0 | 0 |  |  |  |  | 0 | 0 | 0 |  |  |  |  | 0 | 0 | 0 |  |  |  |  | 0 | 0 | 0 |  |  |  |  | 0 | 0 | 0 |  |  |  |  | 0 | 0 | 0 |  |  |  |  | 0 | 0 | 0 |  |  |  |  | 0 | 0 | 0 |  |  |  |  | 0 | 0 | 0 |  |  |  |  | 0 | 0 | 0 |  |  |  |  | 0 | 0 | 0 |  |  |  |  | 0 | 0 | 0 |  |  |  |  | 0 | 0 | 0 |  |  |  |  | 0 | 0 | 0 |  |  |  |  | 0 | 0 | 0 |  |  |  |  | 0 | 0 | 0 |  |  |  |  | 0 | 0 | 0 |  |  |  |  | 0 | 0 | 0 |  |  |  |  | 0 | 0 | 0 |  |  |  |  | 0 | 0 | 0 |  |  |  |  | 0 | 0 | 0 |  |  |  |  | 0 | 0 | 0 |  |  |  |  | 0 | 0 | 0 |  |  |  |  | 0 | 0 | 0 |  |  |  |  | 0 | 0 | 0 |  |  |  |  | 0 | 0 | 0 |  |  |  |  | 0 | 0 | 0 |  |  |  |  | 0 | 0 | 0 |  |  |  |  | 0 | 0 | 0 |  |  |  |  | 0 | 0 | 0 |  |  |  |  | 0 | 0 | 0 |  |  |  |  | 0 | 0 | 0 |  |  |  |  | 0 | 0 | 0 |  |  |  |  | 0 | 0 | 0 |  |  |  |  | 0 | 0 | 0 |  |  |  |  | 0 | 0 | 0 |  |  |  |  | 0 | 0 | 0 |  |  |  |  | 0 | 0 | 0 |  |  |  |  | 0 | 0 | 0 |  |  |  |  | 0 | 0 | 0 |  |  |  |  | 0 | 0 | 0 |  |  |  |  | 0 | 0 | 0 |  |  |  |  | 0 | 0 | 0 |  |  |  |  | 0 | 0 | 0 |  |  |  |  | 0 | 0 | 0 |  |  |  |  | 0 | 0 | 0 |  |  |  |  | 0 | 0 | 0 |  |  |  |  | 0 | 0 | 0 |  |  |  |  | 0 | 0 | 0 |  |  |  |  | 0 | 0 | 0 |  |  |  |  | 0 | 0 | 0 |  |  |  |  | 0 | 0 | 0 |  |  |  |  | 0 | 0 | 0 |  |  |  |  | 0 | 0 | 0 |  |  |  |  | 0 | 0 | 0 |  |  |  |  | 0 | 0 | 0 |  |  |  |  | 0 | 0 | 0 |  |  |  |  | 0 | 0 | 0 |  |  |  |  | 0 | 0 | 0 |  |  |  |  | 0 | 0 | 0 |  |  |  |  | 0 | 0 | 0 |  |  |  |  | 0 | 0 | 0 |  |  |  |  | 0 | 0 | 0 |  |  |  |  | 0 | 0 | 0 |  |  |  |  | 0 | 0 | 0 |  |  |  |  | 0 | 0 | 0 |  |  |  |  | 0 | 0 | 0 |  |  |  |  | 0 | 0 | 0 |  |  |  |  | 0 | 0 | 0 |  |  |  |  | 0 | 0 | 0 |  |  |  |  | 0 | 0 | 0 |  |  |  |  | 0 | 0 | 0 |  |  |  |  | 0 | 0 | 0 |  |  |  |  | 0 | 0 | 0 |  |  |  |  | 0 | 0 | 0 |  |  |  |  | 0 | 0 | 0 |  |  |  |  | 0 | 0 | 0 |  |  |  |  | 0 | 0 | 0 |  |  |  |  | 0 | 0 | 0 |  |  |  |  | 0 | 0 | 0 |  |  |  |  | 0 | 0 | 0 |  |  |  |  | 0 | 0 | 0 |  |  |  |  | 0 | 0 | 0 |  |  |  |  | 0 | 0 | 0 |  |  |  |  | 0 | 0 | 0 |  |  |  |  | 0 | 0 | 0 |  |  |  |  | 0 | 0 | 0 |  |  |  |  | 0 | 0 | 0 |  |  |  |  | 0 | 0 | 0 |  |  |  |  | 0 | 0 | 0 |  |  |  |  | 0 | 0 | 0 |  |  |  |  | 0 | 0 | 0 |  |  |  |  | 0 | 0 | 0 |  |  |  |  | 0 | 0 | 0 |  |  |  |  | 0 | 0 | 0 |  |  |  |  | 0 | 0 | 0 |  |  |  |  | 0 | 0 | 0 |  |  |  |  | 0 | 0 | 0 |  |  |  |  | 0 | 0 | 0 |  |  |  |  | 0 | 0 | 0 |  |  |  |  | 0 | 0 | 0 |  |  |  |  | 0 | 0 | 0 |  |  |  |  | 0 | 0 | 0 |  |  |  |  | 0 | 0 | 0 |  |  |  |  | 0 | 0 | 0 |  |  |  |  | 0 | 0 | 0 |  |  |  |  | 0 | 0 | 0 |  |  |  |  | 0 | 0 | 0 |  |  |  |  | 0 | 0 | 0 |  |  |  |  | 0 | 0 | 0 |  |  |  |  | 0 | 0 | 0 |  |  |  |  | 0 | 0 | 0 |  |  |  |  | 0 | 0 | 0 |  |  |  |  | 0 | 0 | 0 |  |  |  |  | 0 | 0 | 0 |  |  |  |  | 0 | 0 | 0 |  |  |  |  | 0 | 0 | 0 |  |  |  |  | 0 | 0 | 0 |  |  |  |  | 0 | 0 | 0 |  |  |  |  | 0 | 0 | 0 |  |  |  |  | 0 | 0 | 0 |  |  |  |  | 0 | 0 | 0 |  |  |  |  | 0 | 0 | 0 |  |  |  |  | 0 | 0 | 0 |  |  |  |  | 0 | 0 | 0 |  |  |  |  | 0 | 0 | 0 |  |  |  |  | 0 | 0 | 0 |  |  |  |  | 0 | 0 | 0 |  |  |  |  | 0 | 0 | 0 |  |  |  |  | 0 | 0 | 0 |  |  |  |  | 0 | 0 | 0 |  |  |  |  | 0 | 0 | 0 |  |  |  |  | 0 | 0 | 0 |  |  |  |  | 0 | 0 | 0 |  |  |  |  | 0 | 0 | 0 |  |  |  |  | 0 | 0 | 0 |  |  |  |  | 0 | 0 | 0 |  |  |  |  | 0 | 0 | 0 |  |  |  |  | 0 | 0 | 0 |  |  |  |  | 0 | 0 | 0 |  |  |  |  | 0 | 0 | 0 |  |  |  |  | 0 | 0 | 0 |  |  |  |  | 0 | 0 | 0 |  |  |  |  | 0 | 0 | 0 |  |  |  |  | 0 | 0 | 0 |  |  |  |  | 0 | 0 | 0 |  |  |  |  | 0 | 0 | 0 |  |  |  |  | 0 | 0 | 0 |  |  |  |  | 0 | 0 | 0 |  |  |  |  | 0 | 0 | 0 |  |  |  |  | 0 | 0 | 0 |  |  |  |  | 0 | 0 | 0 |  |  |  |  | 0 | 0 | 0 |  |  |  |  | 0 | 0 | 0 |  |  |  |  | 0 | 0 | 0 |  |  |  |  | 0 | 0 | 0 |  |  |  |  | 0 | 0 | 0 |  |  |  |  | 0 | 0 | 0 |  |  |  |  | 0 | 0 | 0 |  |  |  |  | 0 | 0 | 0 |  |  |  |  | 0 | 0 | 0 |  |  |  |  | 0 | 0 | 0 |  |  |  |  | 0 | 0 | 0 |  |  |  |  | 0 | 0 | 0
|  |  | 0 | 0 | 0 |  |  |  |  | 0 | 0 | 0 |  |  |  |  | 0 | 0 | 0 |  |  |  |  | 0 | 0 | 0 |  |  |  |  | 0 | 0 | 0 | 0.00085761 | #VALUE! | #VALUE! | #VALUE! | #VALUE! | #VALUE! | #VALUE! |  |  |  |  | 0 | 0 | 0 |  |  |  |  | 0 | 0 | 0 |  |  |  |  | 0 | 0 | 0 |  |  |  |  | 0 | 0 | 0 |  |  |  |  | 0 | 0 | 0 | -1.6491e-06 | #VALUE! | #VALUE! | #VALUE! | #VALUE! | #VALUE! | #VALUE! |  |  |  |  | 0 | 0 | 0 |  |  |  |  | 0 | 0 | 0 |  |  |  |  | 0 | 0 | 0 |  |  |  |  | 0 | 0 | 0 |  |  |  |  | 0 | 0 | 0 | -5.8463e-05 | #VALUE! | #VALUE! | #VALUE! | #VALUE! | #VALUE! | #VALUE! |  |  |  |  | 0 | 0 | 0 |  |  |  |  | 0 | 0 | 0 |  |  |  |  | 0 | 0 | 0 |  |  |  |  | 0 | 0 | 0 |  |  |  |  | 0 | 0 | 0 | -1.2228e-06 | #VALUE! | #VALUE! | #VALUE! | #VALUE! | #VALUE! | #VALUE! |  |  |  |  | 0 | 0 | 0 |  |  |  |  | 0 | 0 | 0 |  |  |  |  | 0 | 0 | 0 |  |  |  |  | 0 | 0 | 0 |  |  |  |  | 0 | 0 | 0 | -1.4816e-06 | #VALUE! | #VALUE! | #VALUE! | #VALUE! | #VALUE! | #VALUE! |  |  |  |  | 0 | 0 | 0 |  |  |  |  | 0 | 0 | 0 |  |  |  |  | 0 | 0 | 0 |  |  |  |  | 0 | 0 | 0 |  |  |  |  | 0 | 0 | 0 | -5.2226e-05 | #VALUE! | #VALUE! | #VALUE! | #VALUE! | #VALUE! | #VALUE! |  |  |  |  | 0 | 0 | 0 |  |  |  |  | 0 | 0 | 0 |  |  |  |  | 0 | 0 | 0 |  |  |  |  | 0 | 0 | 0 |  |  |  |  | 0 | 0 | 0 |  |  |  |  | 0 | 0 | 0 |  |  |  |  | 0 | 0 | 0 |  |  |  |  | 0 | 0 | 0 |  |  |  |  | 0 | 0 | 0 |  |  |  |  | 0 | 0 | 0 |  |  |  |  | 0 | 0 | 0 |  |  |  |  | 0 | 0 | 0 |  |  |  |  | 0 | 0 | 0 |  |  |  |  | 0 | 0 | 0 |  |  |  |  | 0 | 0 | 0 |  |  |  |  | 0 | 0 | 0 |  |  |  |  | 0 | 0 | 0 |  |  |  |  | 0 | 0 | 0 |  |  |  |  | 0 | 0 | 0 |  |  |  |  | 0 | 0 | 0 |  |  |  |  | 0 | 0 | 0 |  |  |  |  | 0 | 0 | 0 |  |  |  |  | 0 | 0 | 0 |  |  |  |  | 0 | 0 | 0 |  |  |  |  | 0 | 0 | 0 |  |  |  |  | 0 | 0 | 0 |  |  |  |  | 0 | 0 | 0 |  |  |  |  | 0 | 0 | 0 |  |  |  |  | 0 | 0 | 0 |  |  |  |  | 0 | 0 | 0 |  |  |  |  | 0 | 0 | 0 |  |  |  |  | 0 | 0 | 0 |  |  |  |  | 0 | 0 | 0 |  |  |  |  | 0 | 0 | 0 |  |  |  |  | 0 | 0 | 0 |  |  |  |  | 0 | 0 | 0 |  |  |  |  | 0 | 0 | 0 |  |  |  |  | 0 | 0 | 0 |  |  |  |  | 0 | 0 | 0 |  |  |  |  | 0 | 0 | 0 |  |  |  |  | 0 | 0 | 0 |  |  |  |  | 0 | 0 | 0 |  |  |  |  | 0 | 0 | 0 |  |  |  |  | 0 | 0 | 0 |  |  |  |  | 0 | 0 | 0 |  |  |  |  | 0 | 0 | 0 |  |  |  |  | 0 | 0 | 0 |  |  |  |  | 0 | 0 | 0 |  |  |  |  | 0 | 0 | 0 |  |  |  |  | 0 | 0 | 0 |  |  |  |  | 0 | 0 | 0 |  |  |  |  | 0 | 0 | 0 |  |  |  |  | 0 | 0 | 0 |  |  |  |  | 0 | 0 | 0 |  |  |  |  | 0 | 0 | 0 |  |  |  |  | 0 | 0 | 0 |  |  |  |  | 0 | 0 | 0 |  |  |  |  | 0 | 0 | 0 |  |  |  |  | 0 | 0 | 0 |  |  |  |  | 0 | 0 | 0 |  |  |  |  | 0 | 0 | 0 |  |  |  |  | 0 | 0 | 0 |  |  |  |  | 0 | 0 | 0 |  |  |  |  | 0 | 0 | 0 |  |  |  |  | 0 | 0 | 0 |  |  |  |  | 0 | 0 | 0 |  |  |  |  | 0 | 0 | 0 |  |  |  |  | 0 | 0 | 0 |  |  |  |  | 0 | 0 | 0 |  |  |  |  | 0 | 0 | 0 |  |  |  |  | 0 | 0 | 0 |  |  |  |  | 0 | 0 | 0 |  |  |  |  | 0 | 0 | 0 |  |  |  |  | 0 | 0 | 0 |  |  |  |  | 0 | 0 | 0 |  |  |  |  | 0 | 0 | 0 |  |  |  |  | 0 | 0 | 0 |  |  |  |  | 0 | 0 | 0 |  |  |  |  | 0 | 0 | 0 |  |  |  |  | 0 | 0 | 0 |  |  |  |  | 0 | 0 | 0 |  |  |  |  | 0 | 0 | 0 |  |  |  |  | 0 | 0 | 0 |  |  |  |  | 0 | 0 | 0 |  |  |  |  | 0 | 0 | 0 |  |  |  |  | 0 | 0 | 0 |  |  |  |  | 0 | 0 | 0 |  |  |  |  | 0 | 0 | 0 |  |  |  |  | 0 | 0 | 0 |  |  |  |  | 0 | 0 | 0 |  |  |  |  | 0 | 0 | 0 |  |  |  |  | 0 | 0 | 0 |  |  |  |  | 0 | 0 | 0 |  |  |  |  | 0 | 0 | 0 |  |  |  |  | 0 | 0 | 0 |  |  |  |  | 0 | 0 | 0 |  |  |  |  | 0 | 0 | 0 |  |  |  |  | 0 | 0 | 0 |  |  |  |  | 0 | 0 | 0 |  |  |  |  | 0 | 0 | 0 |  |  |  |  | 0 | 0 | 0 |  |  |  |  | 0 | 0 | 0 |  |  |  |  | 0 | 0 | 0 |  |  |  |  | 0 | 0 | 0 |  |  |  |  | 0 | 0 | 0 |  |  |  |  | 0 | 0 | 0 |  |  |  |  | 0 | 0 | 0 |  |  |  |  | 0 | 0 | 0 |  |  |  |  | 0 | 0 | 0 |  |  |  |  | 0 | 0 | 0 |  |  |  |  | 0 | 0 | 0 |  |  |  |  | 0 | 0 | 0 |  |  |  |  | 0 | 0 | 0 |  |  |  |  | 0 | 0 | 0 |  |  |  |  | 0 | 0 | 0 |  |  |  |  | 0 | 0 | 0 |  |  |  |  | 0 | 0 | 0 |  |  |  |  | 0 | 0 | 0 |  |  |  |  | 0 | 0 | 0 |  |  |  |  | 0 | 0 | 0 |  |  |  |  | 0 | 0 | 0 |  |  |  |  | 0 | 0 | 0 |  |  |  |  | 0 | 0 | 0 |  |  |  |  | 0 | 0 | 0 |  |  |  |  | 0 | 0 | 0 |  |  |  |  | 0 | 0 | 0 |  |  |  |  | 0 | 0 | 0 |  |  |  |  | 0 | 0 | 0 |  |  |  |  | 0 | 0 | 0 |  |  |  |  | 0 | 0 | 0 |  |  |  |  | 0 | 0 | 0 |  |  |  |  | 0 | 0 | 0 |  |  |  |  | 0 | 0 | 0 |  |  |  |  | 0 | 0 | 0 |  |  |  |  | 0 | 0 | 0 |  |  |  |  | 0 | 0 | 0 |  |  |  |  | 0 | 0 | 0 |  |  |  |  | 0 | 0 | 0 |  |  |  |  | 0 | 0 | 0 |  |  |  |  | 0 | 0 | 0 |  |  |  |  | 0 | 0 | 0 |  |  |  |  | 0 | 0 | 0 |  |  |  |  | 0 | 0 | 0 |  |  |  |  | 0 | 0 | 0 |  |  |  |  | 0 | 0 | 0 |  |  |  |  | 0 | 0 | 0 |  |  |  |  | 0 | 0 | 0 |  |  |  |  | 0 | 0 | 0 |  |  |  |  | 0 | 0 | 0 |  |  |  |  | 0 | 0 | 0 |  |  |  |  | 0 | 0 | 0 |  |  |  |  | 0 | 0 | 0 |  |  |  |  | 0 | 0 | 0 |  |  |  |  | 0 | 0 | 0 |  |  |  |  | 0 | 0 | 0 |  |  |  |  | 0 | 0 | 0 |  |  |  |  | 0 | 0 | 0 |  |  |  |  | 0 | 0 | 0 |  |  |  |  | 0 | 0 | 0 |  |  |  |  | 0 | 0 | 0 |  |  |  |  | 0 | 0 | 0 |  |  |  |  | 0 | 0 | 0 |  |  |  |  | 0 | 0 | 0 |  |  |  |  | 0 | 0 | 0 |  |  |  |  | 0 | 0 | 0 |  |  |  |  | 0 | 0 | 0 |  |  |  |  | 0 | 0 | 0 |  |  |  |  | 0 | 0 | 0 |  |  |  |  | 0 | 0 | 0 |  |  |  |  | 0 | 0 | 0 |  |  |  |  | 0 | 0 | 0 |  |  |  |  | 0 | 0 | 0 |  |  |  |  | 0 | 0 | 0 |  |  |  |  | 0 | 0 | 0 |  |  |  |  | 0 | 0 | 0 |  |  |  |  | 0 | 0 | 0 |  |  |  |  | 0 | 0 | 0 |  |  |  |  | 0 | 0 | 0 |  |  |  |  | 0 | 0 | 0 |  |  |  |  | 0 | 0 | 0 |  |  |  |  | 0 | 0 | 0 |  |  |  |  | 0 | 0 | 0 |  |  |  |  | 0 | 0 | 0 |  |  |  |  | 0 | 0 | 0 |  |  |  |  | 0 | 0 | 0 |  |  |  |  | 0 | 0 | 0 |  |  |  |  | 0 | 0 | 0 |  |  |  |  | 0 | 0 | 0 |  |  |  |  | 0 | 0 | 0 |  |  |  |  | 0 | 0 | 0 |  |  |  |  | 0 | 0 | 0 |  |  |  |  | 0 | 0 | 0 |  |  |  |  | 0 | 0 | 0 |  |  |  |  | 0 | 0 | 0 |  |  |  |  | 0 | 0 | 0 |  |  |  |  | 0 | 0 | 0 |  |  |  |  | 0 | 0 | 0 |  |  |  |  | 0 | 0 | 0 |  |  |  |  | 0 | 0 | 0 |  |  |  |  | 0 | 0 | 0 |  |  |  |  | 0 | 0 | 0 |  |  |  |  | 0 | 0 | 0 |  |  |  |  | 0 | 0 | 0 |  |  |  |  | 0 | 0 | 0 |  |  |  |  | 0 | 0 | 0 |  |  |  |  | 0 | 0 | 0 |  |  |  |  | 0 | 0 | 0 |  |  |  |  | 0 | 0 | 0 |  |  |  |  | 0 | 0 | 0 |  |  |  |  | 0 | 0 | 0 |  |  |  |  | 0 | 0 | 0 |  |  |  |  | 0 | 0 | 0 |  |  |  |  | 0 | 0 | 0 |  |  |  |  | 0 | 0 | 0 |  |  |  |  | 0 | 0 | 0 |  |  |  |  | 0 | 0 | 0 |  |  |  |  | 0 | 0 | 0 |  |  |  |  | 0 | 0 | 0 |  |  |  |  | 0 | 0 | 0 |  |  |  |  | 0 | 0 | 0 |  |  |  |  | 0 | 0 | 0 |  |  |  |  | 0 | 0 | 0 |  |  |  |  | 0 | 0 | 0 |  |  |  |  | 0 | 0 | 0 |  |  |  |  | 0 | 0 | 0 |  |  |  |  | 0 | 0 | 0 |  |  |  |  | 0 | 0 | 0 |  |  |  |  | 0 | 0 | 0 |  |  |  |  | 0 | 0 | 0 |  |  |  |  | 0 | 0 | 0 |  |  |  |  | 0 | 0 | 0 |  |  |  |  | 0 | 0 | 0 |  |  |  |  | 0 | 0 | 0 |  |  |  |  | 0 | 0 | 0 |  |  |  |  | 0 | 0 | 0 |  |  |  |  | 0 | 0 | 0 |  |  |  |  | 0 | 0 | 0 |  |  |  |  | 0 | 0 | 0 |  |  |  |  | 0 | 0 | 0 |  |  |  |  | 0 | 0 | 0 |  |  |  |  | 0 | 0 | 0 |  |  |  |  | 0 | 0 | 0 |  |  |  |  | 0 | 0 | 0 |  |  |  |  | 0 | 0 | 0 |  |  |  |  | 0 | 0 | 0 |  |  |  |  | 0 | 0 | 0 |  |  |  |  | 0 | 0 | 0 |  |  |  |  | 0 | 0 | 0 |  |  |  |  | 0 | 0 | 0 |  |  |  |  | 0 | 0 | 0 |  |  |  |  | 0 | 0 | 0 |  |  |  |  | 0 | 0 | 0 |  |  |  |  | 0 | 0 | 0
|  |  | 0 | 0 | 0 |  |  |  |  | 0 | 0 | 0 |  |  |  |  | 0 | 0 | 0 |  |  |  |  | 0 | 0 | 0 |  |  |  |  | 0 | 0 | 0 | -0.00025628 | #VALUE! | #VALUE! | #VALUE! | #VALUE! | #VALUE! | #VALUE! |  |  |  |  | 0 | 0 | 0 |  |  |  |  | 0 | 0 | 0 |  |  |  |  | 0 | 0 | 0 |  |  |  |  | 0 | 0 | 0 |  |  |  |  | 0 | 0 | 0 | -6.6056e-05 | #VALUE! | #VALUE! | #VALUE! | #VALUE! | #VALUE! | #VALUE! |  |  |  |  | 0 | 0 | 0 |  |  |  |  | 0 | 0 | 0 |  |  |  |  | 0 | 0 | 0 |  |  |  |  | 0 | 0 | 0 |  |  |  |  | 0 | 0 | 0 | 0.00077208 | #VALUE! | #VALUE! | #VALUE! | #VALUE! | #VALUE! | #VALUE! |  |  |  |  | 0 | 0 | 0 |  |  |  |  | 0 | 0 | 0 |  |  |  |  | 0 | 0 | 0 |  |  |  |  | 0 | 0 | 0 |  |  |  |  | 0 | 0 | 0 | -4.5196e-05 | #VALUE! | #VALUE! | #VALUE! | #VALUE! | #VALUE! | #VALUE! |  |  |  |  | 0 | 0 | 0 |  |  |  |  | 0 | 0 | 0 |  |  |  |  | 0 | 0 | 0 |  |  |  |  | 0 | 0 | 0 |  |  |  |  | 0 | 0 | 0 | -5.8184e-05 | #VALUE! | #VALUE! | #VALUE! | #VALUE! | #VALUE! | #VALUE! |  |  |  |  | 0 | 0 | 0 |  |  |  |  | 0 | 0 | 0 |  |  |  |  | 0 | 0 | 0 |  |  |  |  | 0 | 0 | 0 |  |  |  |  | 0 | 0 | 0 | -1.3038e-06 | #VALUE! | #VALUE! | #VALUE! | #VALUE! | #VALUE! | #VALUE! |  |  |  |  | 0 | 0 | 0 |  |  |  |  | 0 | 0 | 0 |  |  |  |  | 0 | 0 | 0 |  |  |  |  | 0 | 0 | 0 |  |  |  |  | 0 | 0 | 0 |  |  |  |  | 0 | 0 | 0 |  |  |  |  | 0 | 0 | 0 |  |  |  |  | 0 | 0 | 0 |  |  |  |  | 0 | 0 | 0 |  |  |  |  | 0 | 0 | 0 |  |  |  |  | 0 | 0 | 0 |  |  |  |  | 0 | 0 | 0 |  |  |  |  | 0 | 0 | 0 |  |  |  |  | 0 | 0 | 0 |  |  |  |  | 0 | 0 | 0 |  |  |  |  | 0 | 0 | 0 |  |  |  |  | 0 | 0 | 0 |  |  |  |  | 0 | 0 | 0 |  |  |  |  | 0 | 0 | 0 |  |  |  |  | 0 | 0 | 0 |  |  |  |  | 0 | 0 | 0 |  |  |  |  | 0 | 0 | 0 |  |  |  |  | 0 | 0 | 0 |  |  |  |  | 0 | 0 | 0 |  |  |  |  | 0 | 0 | 0 |  |  |  |  | 0 | 0 | 0 |  |  |  |  | 0 | 0 | 0 |  |  |  |  | 0 | 0 | 0 |  |  |  |  | 0 | 0 | 0 |  |  |  |  | 0 | 0 | 0 |  |  |  |  | 0 | 0 | 0 |  |  |  |  | 0 | 0 | 0 |  |  |  |  | 0 | 0 | 0 |  |  |  |  | 0 | 0 | 0 |  |  |  |  | 0 | 0 | 0 |  |  |  |  | 0 | 0 | 0 |  |  |  |  | 0 | 0 | 0 |  |  |  |  | 0 | 0 | 0 |  |  |  |  | 0 | 0 | 0 |  |  |  |  | 0 | 0 | 0 |  |  |  |  | 0 | 0 | 0 |  |  |  |  | 0 | 0 | 0 |  |  |  |  | 0 | 0 | 0 |  |  |  |  | 0 | 0 | 0 |  |  |  |  | 0 | 0 | 0 |  |  |  |  | 0 | 0 | 0 |  |  |  |  | 0 | 0 | 0 |  |  |  |  | 0 | 0 | 0 |  |  |  |  | 0 | 0 | 0 |  |  |  |  | 0 | 0 | 0 |  |  |  |  | 0 | 0 | 0 |  |  |  |  | 0 | 0 | 0 |  |  |  |  | 0 | 0 | 0 |  |  |  |  | 0 | 0 | 0 |  |  |  |  | 0 | 0 | 0 |  |  |  |  | 0 | 0 | 0 |  |  |  |  | 0 | 0 | 0 |  |  |  |  | 0 | 0 | 0 |  |  |  |  | 0 | 0 | 0 |  |  |  |  | 0 | 0 | 0 |  |  |  |  | 0 | 0 | 0 |  |  |  |  | 0 | 0 | 0 |  |  |  |  | 0 | 0 | 0 |  |  |  |  | 0 | 0 | 0 |  |  |  |  | 0 | 0 | 0 |  |  |  |  | 0 | 0 | 0 |  |  |  |  | 0 | 0 | 0 |  |  |  |  | 0 | 0 | 0 |  |  |  |  | 0 | 0 | 0 |  |  |  |  | 0 | 0 | 0 |  |  |  |  | 0 | 0 | 0 |  |  |  |  | 0 | 0 | 0 |  |  |  |  | 0 | 0 | 0 |  |  |  |  | 0 | 0 | 0 |  |  |  |  | 0 | 0 | 0 |  |  |  |  | 0 | 0 | 0 |  |  |  |  | 0 | 0 | 0 |  |  |  |  | 0 | 0 | 0 |  |  |  |  | 0 | 0 | 0 |  |  |  |  | 0 | 0 | 0 |  |  |  |  | 0 | 0 | 0 |  |  |  |  | 0 | 0 | 0 |  |  |  |  | 0 | 0 | 0 |  |  |  |  | 0 | 0 | 0 |  |  |  |  | 0 | 0 | 0 |  |  |  |  | 0 | 0 | 0 |  |  |  |  | 0 | 0 | 0 |  |  |  |  | 0 | 0 | 0 |  |  |  |  | 0 | 0 | 0 |  |  |  |  | 0 | 0 | 0 |  |  |  |  | 0 | 0 | 0 |  |  |  |  | 0 | 0 | 0 |  |  |  |  | 0 | 0 | 0 |  |  |  |  | 0 | 0 | 0 |  |  |  |  | 0 | 0 | 0 |  |  |  |  | 0 | 0 | 0 |  |  |  |  | 0 | 0 | 0 |  |  |  |  | 0 | 0 | 0 |  |  |  |  | 0 | 0 | 0 |  |  |  |  | 0 | 0 | 0 |  |  |  |  | 0 | 0 | 0 |  |  |  |  | 0 | 0 | 0 |  |  |  |  | 0 | 0 | 0 |  |  |  |  | 0 | 0 | 0 |  |  |  |  | 0 | 0 | 0 |  |  |  |  | 0 | 0 | 0 |  |  |  |  | 0 | 0 | 0 |  |  |  |  | 0 | 0 | 0 |  |  |  |  | 0 | 0 | 0 |  |  |  |  | 0 | 0 | 0 |  |  |  |  | 0 | 0 | 0 |  |  |  |  | 0 | 0 | 0 |  |  |  |  | 0 | 0 | 0 |  |  |  |  | 0 | 0 | 0 |  |  |  |  | 0 | 0 | 0 |  |  |  |  | 0 | 0 | 0 |  |  |  |  | 0 | 0 | 0 |  |  |  |  | 0 | 0 | 0 |  |  |  |  | 0 | 0 | 0 |  |  |  |  | 0 | 0 | 0 |  |  |  |  | 0 | 0 | 0 |  |  |  |  | 0 | 0 | 0 |  |  |  |  | 0 | 0 | 0 |  |  |  |  | 0 | 0 | 0 |  |  |  |  | 0 | 0 | 0 |  |  |  |  | 0 | 0 | 0 |  |  |  |  | 0 | 0 | 0 |  |  |  |  | 0 | 0 | 0 |  |  |  |  | 0 | 0 | 0 |  |  |  |  | 0 | 0 | 0 |  |  |  |  | 0 | 0 | 0 |  |  |  |  | 0 | 0 | 0 |  |  |  |  | 0 | 0 | 0 |  |  |  |  | 0 | 0 | 0 |  |  |  |  | 0 | 0 | 0 |  |  |  |  | 0 | 0 | 0 |  |  |  |  | 0 | 0 | 0 |  |  |  |  | 0 | 0 | 0 |  |  |  |  | 0 | 0 | 0 |  |  |  |  | 0 | 0 | 0 |  |  |  |  | 0 | 0 | 0 |  |  |  |  | 0 | 0 | 0 |  |  |  |  | 0 | 0 | 0 |  |  |  |  | 0 | 0 | 0 |  |  |  |  | 0 | 0 | 0 |  |  |  |  | 0 | 0 | 0 |  |  |  |  | 0 | 0 | 0 |  |  |  |  | 0 | 0 | 0 |  |  |  |  | 0 | 0 | 0 |  |  |  |  | 0 | 0 | 0 |  |  |  |  | 0 | 0 | 0 |  |  |  |  | 0 | 0 | 0 |  |  |  |  | 0 | 0 | 0 |  |  |  |  | 0 | 0 | 0 |  |  |  |  | 0 | 0 | 0 |  |  |  |  | 0 | 0 | 0 |  |  |  |  | 0 | 0 | 0 |  |  |  |  | 0 | 0 | 0 |  |  |  |  | 0 | 0 | 0 |  |  |  |  | 0 | 0 | 0 |  |  |  |  | 0 | 0 | 0 |  |  |  |  | 0 | 0 | 0 |  |  |  |  | 0 | 0 | 0 |  |  |  |  | 0 | 0 | 0 |  |  |  |  | 0 | 0 | 0 |  |  |  |  | 0 | 0 | 0 |  |  |  |  | 0 | 0 | 0 |  |  |  |  | 0 | 0 | 0 |  |  |  |  | 0 | 0 | 0 |  |  |  |  | 0 | 0 | 0 |  |  |  |  | 0 | 0 | 0 |  |  |  |  | 0 | 0 | 0 |  |  |  |  | 0 | 0 | 0 |  |  |  |  | 0 | 0 | 0 |  |  |  |  | 0 | 0 | 0 |  |  |  |  | 0 | 0 | 0 |  |  |  |  | 0 | 0 | 0 |  |  |  |  | 0 | 0 | 0 |  |  |  |  | 0 | 0 | 0 |  |  |  |  | 0 | 0 | 0 |  |  |  |  | 0 | 0 | 0 |  |  |  |  | 0 | 0 | 0 |  |  |  |  | 0 | 0 | 0 |  |  |  |  | 0 | 0 | 0 |  |  |  |  | 0 | 0 | 0 |  |  |  |  | 0 | 0 | 0 |  |  |  |  | 0 | 0 | 0 |  |  |  |  | 0 | 0 | 0 |  |  |  |  | 0 | 0 | 0 |  |  |  |  | 0 | 0 | 0 |  |  |  |  | 0 | 0 | 0 |  |  |  |  | 0 | 0 | 0 |  |  |  |  | 0 | 0 | 0 |  |  |  |  | 0 | 0 | 0 |  |  |  |  | 0 | 0 | 0 |  |  |  |  | 0 | 0 | 0 |  |  |  |  | 0 | 0 | 0 |  |  |  |  | 0 | 0 | 0 |  |  |  |  | 0 | 0 | 0 |  |  |  |  | 0 | 0 | 0 |  |  |  |  | 0 | 0 | 0 |  |  |  |  | 0 | 0 | 0 |  |  |  |  | 0 | 0 | 0 |  |  |  |  | 0 | 0 | 0 |  |  |  |  | 0 | 0 | 0 |  |  |  |  | 0 | 0 | 0 |  |  |  |  | 0 | 0 | 0 |  |  |  |  | 0 | 0 | 0 |  |  |  |  | 0 | 0 | 0 |  |  |  |  | 0 | 0 | 0 |  |  |  |  | 0 | 0 | 0 |  |  |  |  | 0 | 0 | 0 |  |  |  |  | 0 | 0 | 0 |  |  |  |  | 0 | 0 | 0 |  |  |  |  | 0 | 0 | 0 |  |  |  |  | 0 | 0 | 0 |  |  |  |  | 0 | 0 | 0 |  |  |  |  | 0 | 0 | 0 |  |  |  |  | 0 | 0 | 0 |  |  |  |  | 0 | 0 | 0 |  |  |  |  | 0 | 0 | 0 |  |  |  |  | 0 | 0 | 0 |  |  |  |  | 0 | 0 | 0 |  |  |  |  | 0 | 0 | 0 |  |  |  |  | 0 | 0 | 0 |  |  |  |  | 0 | 0 | 0 |  |  |  |  | 0 | 0 | 0 |  |  |  |  | 0 | 0 | 0 |  |  |  |  | 0 | 0 | 0 |  |  |  |  | 0 | 0 | 0 |  |  |  |  | 0 | 0 | 0 |  |  |  |  | 0 | 0 | 0 |  |  |  |  | 0 | 0 | 0 |  |  |  |  | 0 | 0 | 0 |  |  |  |  | 0 | 0 | 0 |  |  |  |  | 0 | 0 | 0 |  |  |  |  | 0 | 0 | 0 |  |  |  |  | 0 | 0 | 0 |  |  |  |  | 0 | 0 | 0 |  |  |  |  | 0 | 0 | 0 |  |  |  |  | 0 | 0 | 0 |  |  |  |  | 0 | 0 | 0 |  |  |  |  | 0 | 0 | 0 |  |  |  |  | 0 | 0 | 0 |  |  |  |  | 0 | 0 | 0 |  |  |  |  | 0 | 0 | 0 |  |  |  |  | 0 | 0 | 0 |  |  |  |  | 0 | 0 | 0 |  |  |  |  | 0 | 0 | 0 |  |  |  |  | 0 | 0 | 0 |  |  |  |  | 0 | 0 | 0 |  |  |  |  | 0 | 0 | 0 |  |  |  |  | 0 | 0 | 0
|  |  | 0 | 0 | 0 |  |  |  |  | 0 | 0 | 0 |  |  |  |  | 0 | 0 | 0 |  |  |  |  | 0 | 0 | 0 |  |  |  |  | 0 | 0 | 0 | 4.3412e-06 | #VALUE! | #VALUE! | #VALUE! | #VALUE! | #VALUE! | #VALUE! |  |  |  |  | 0 | 0 | 0 |  |  |  |  | 0 | 0 | 0 |  |  |  |  | 0 | 0 | 0 |  |  |  |  | 0 | 0 | 0 |  |  |  |  | 0 | 0 | 0 | 0.00088923 | #VALUE! | #VALUE! | #VALUE! | #VALUE! | #VALUE! | #VALUE! |  |  |  |  | 0 | 0 | 0 |  |  |  |  | 0 | 0 | 0 |  |  |  |  | 0 | 0 | 0 |  |  |  |  | 0 | 0 | 0 |  |  |  |  | 0 | 0 | 0 | 3.0654e-06 | #VALUE! | #VALUE! | #VALUE! | #VALUE! | #VALUE! | #VALUE! |  |  |  |  | 0 | 0 | 0 |  |  |  |  | 0 | 0 | 0 |  |  |  |  | 0 | 0 | 0 |  |  |  |  | 0 | 0 | 0 |  |  |  |  | 0 | 0 | 0 | 0.00063747 | #VALUE! | #VALUE! | #VALUE! | #VALUE! | #VALUE! | #VALUE! |  |  |  |  | 0 | 0 | 0 |  |  |  |  | 0 | 0 | 0 |  |  |  |  | 0 | 0 | 0 |  |  |  |  | 0 | 0 | 0 |  |  |  |  | 0 | 0 | 0 | 0.00087537 | #VALUE! | #VALUE! | #VALUE! | #VALUE! | #VALUE! | #VALUE! |  |  |  |  | 0 | 0 | 0 |  |  |  |  | 0 | 0 | 0 |  |  |  |  | 0 | 0 | 0 |  |  |  |  | 0 | 0 | 0 |  |  |  |  | 0 | 0 | 0 | -5.672e-05 | #VALUE! | #VALUE! | #VALUE! | #VALUE! | #VALUE! | #VALUE! |  |  |  |  | 0 | 0 | 0 |  |  |  |  | 0 | 0 | 0 |  |  |  |  | 0 | 0 | 0 |  |  |  |  | 0 | 0 | 0 |  |  |  |  | 0 | 0 | 0 |  |  |  |  | 0 | 0 | 0 |  |  |  |  | 0 | 0 | 0 |  |  |  |  | 0 | 0 | 0 |  |  |  |  | 0 | 0 | 0 |  |  |  |  | 0 | 0 | 0 |  |  |  |  | 0 | 0 | 0 |  |  |  |  | 0 | 0 | 0 |  |  |  |  | 0 | 0 | 0 |  |  |  |  | 0 | 0 | 0 |  |  |  |  | 0 | 0 | 0 |  |  |  |  | 0 | 0 | 0 |  |  |  |  | 0 | 0 | 0 |  |  |  |  | 0 | 0 | 0 |  |  |  |  | 0 | 0 | 0 |  |  |  |  | 0 | 0 | 0 |  |  |  |  | 0 | 0 | 0 |  |  |  |  | 0 | 0 | 0 |  |  |  |  | 0 | 0 | 0 |  |  |  |  | 0 | 0 | 0 |  |  |  |  | 0 | 0 | 0 |  |  |  |  | 0 | 0 | 0 |  |  |  |  | 0 | 0 | 0 |  |  |  |  | 0 | 0 | 0 |  |  |  |  | 0 | 0 | 0 |  |  |  |  | 0 | 0 | 0 |  |  |  |  | 0 | 0 | 0 |  |  |  |  | 0 | 0 | 0 |  |  |  |  | 0 | 0 | 0 |  |  |  |  | 0 | 0 | 0 |  |  |  |  | 0 | 0 | 0 |  |  |  |  | 0 | 0 | 0 |  |  |  |  | 0 | 0 | 0 |  |  |  |  | 0 | 0 | 0 |  |  |  |  | 0 | 0 | 0 |  |  |  |  | 0 | 0 | 0 |  |  |  |  | 0 | 0 | 0 |  |  |  |  | 0 | 0 | 0 |  |  |  |  | 0 | 0 | 0 |  |  |  |  | 0 | 0 | 0 |  |  |  |  | 0 | 0 | 0 |  |  |  |  | 0 | 0 | 0 |  |  |  |  | 0 | 0 | 0 |  |  |  |  | 0 | 0 | 0 |  |  |  |  | 0 | 0 | 0 |  |  |  |  | 0 | 0 | 0 |  |  |  |  | 0 | 0 | 0 |  |  |  |  | 0 | 0 | 0 |  |  |  |  | 0 | 0 | 0 |  |  |  |  | 0 | 0 | 0 |  |  |  |  | 0 | 0 | 0 |  |  |  |  | 0 | 0 | 0 |  |  |  |  | 0 | 0 | 0 |  |  |  |  | 0 | 0 | 0 |  |  |  |  | 0 | 0 | 0 |  |  |  |  | 0 | 0 | 0 |  |  |  |  | 0 | 0 | 0 |  |  |  |  | 0 | 0 | 0 |  |  |  |  | 0 | 0 | 0 |  |  |  |  | 0 | 0 | 0 |  |  |  |  | 0 | 0 | 0 |  |  |  |  | 0 | 0 | 0 |  |  |  |  | 0 | 0 | 0 |  |  |  |  | 0 | 0 | 0 |  |  |  |  | 0 | 0 | 0 |  |  |  |  | 0 | 0 | 0 |  |  |  |  | 0 | 0 | 0 |  |  |  |  | 0 | 0 | 0 |  |  |  |  | 0 | 0 | 0 |  |  |  |  | 0 | 0 | 0 |  |  |  |  | 0 | 0 | 0 |  |  |  |  | 0 | 0 | 0 |  |  |  |  | 0 | 0 | 0 |  |  |  |  | 0 | 0 | 0 |  |  |  |  | 0 | 0 | 0 |  |  |  |  | 0 | 0 | 0 |  |  |  |  | 0 | 0 | 0 |  |  |  |  | 0 | 0 | 0 |  |  |  |  | 0 | 0 | 0 |  |  |  |  | 0 | 0 | 0 |  |  |  |  | 0 | 0 | 0 |  |  |  |  | 0 | 0 | 0 |  |  |  |  | 0 | 0 | 0 |  |  |  |  | 0 | 0 | 0 |  |  |  |  | 0 | 0 | 0 |  |  |  |  | 0 | 0 | 0 |  |  |  |  | 0 | 0 | 0 |  |  |  |  | 0 | 0 | 0 |  |  |  |  | 0 | 0 | 0 |  |  |  |  | 0 | 0 | 0 |  |  |  |  | 0 | 0 | 0 |  |  |  |  | 0 | 0 | 0 |  |  |  |  | 0 | 0 | 0 |  |  |  |  | 0 | 0 | 0 |  |  |  |  | 0 | 0 | 0 |  |  |  |  | 0 | 0 | 0 |  |  |  |  | 0 | 0 | 0 |  |  |  |  | 0 | 0 | 0 |  |  |  |  | 0 | 0 | 0 |  |  |  |  | 0 | 0 | 0 |  |  |  |  | 0 | 0 | 0 |  |  |  |  | 0 | 0 | 0 |  |  |  |  | 0 | 0 | 0 |  |  |  |  | 0 | 0 | 0 |  |  |  |  | 0 | 0 | 0 |  |  |  |  | 0 | 0 | 0 |  |  |  |  | 0 | 0 | 0 |  |  |  |  | 0 | 0 | 0 |  |  |  |  | 0 | 0 | 0 |  |  |  |  | 0 | 0 | 0 |  |  |  |  | 0 | 0 | 0 |  |  |  |  | 0 | 0 | 0 |  |  |  |  | 0 | 0 | 0 |  |  |  |  | 0 | 0 | 0 |  |  |  |  | 0 | 0 | 0 |  |  |  |  | 0 | 0 | 0 |  |  |  |  | 0 | 0 | 0 |  |  |  |  | 0 | 0 | 0 |  |  |  |  | 0 | 0 | 0 |  |  |  |  | 0 | 0 | 0 |  |  |  |  | 0 | 0 | 0 |  |  |  |  | 0 | 0 | 0 |  |  |  |  | 0 | 0 | 0 |  |  |  |  | 0 | 0 | 0 |  |  |  |  | 0 | 0 | 0 |  |  |  |  | 0 | 0 | 0 |  |  |  |  | 0 | 0 | 0 |  |  |  |  | 0 | 0 | 0 |  |  |  |  | 0 | 0 | 0 |  |  |  |  | 0 | 0 | 0 |  |  |  |  | 0 | 0 | 0 |  |  |  |  | 0 | 0 | 0 |  |  |  |  | 0 | 0 | 0 |  |  |  |  | 0 | 0 | 0 |  |  |  |  | 0 | 0 | 0 |  |  |  |  | 0 | 0 | 0 |  |  |  |  | 0 | 0 | 0 |  |  |  |  | 0 | 0 | 0 |  |  |  |  | 0 | 0 | 0 |  |  |  |  | 0 | 0 | 0 |  |  |  |  | 0 | 0 | 0 |  |  |  |  | 0 | 0 | 0 |  |  |  |  | 0 | 0 | 0 |  |  |  |  | 0 | 0 | 0 |  |  |  |  | 0 | 0 | 0 |  |  |  |  | 0 | 0 | 0 |  |  |  |  | 0 | 0 | 0 |  |  |  |  | 0 | 0 | 0 |  |  |  |  | 0 | 0 | 0 |  |  |  |  | 0 | 0 | 0 |  |  |  |  | 0 | 0 | 0 |  |  |  |  | 0 | 0 | 0 |  |  |  |  | 0 | 0 | 0 |  |  |  |  | 0 | 0 | 0 |  |  |  |  | 0 | 0 | 0 |  |  |  |  | 0 | 0 | 0 |  |  |  |  | 0 | 0 | 0 |  |  |  |  | 0 | 0 | 0 |  |  |  |  | 0 | 0 | 0 |  |  |  |  | 0 | 0 | 0 |  |  |  |  | 0 | 0 | 0 |  |  |  |  | 0 | 0 | 0 |  |  |  |  | 0 | 0 | 0 |  |  |  |  | 0 | 0 | 0 |  |  |  |  | 0 | 0 | 0 |  |  |  |  | 0 | 0 | 0 |  |  |  |  | 0 | 0 | 0 |  |  |  |  | 0 | 0 | 0 |  |  |  |  | 0 | 0 | 0 |  |  |  |  | 0 | 0 | 0 |  |  |  |  | 0 | 0 | 0 |  |  |  |  | 0 | 0 | 0 |  |  |  |  | 0 | 0 | 0 |  |  |  |  | 0 | 0 | 0 |  |  |  |  | 0 | 0 | 0 |  |  |  |  | 0 | 0 | 0 |  |  |  |  | 0 | 0 | 0 |  |  |  |  | 0 | 0 | 0 |  |  |  |  | 0 | 0 | 0 |  |  |  |  | 0 | 0 | 0 |  |  |  |  | 0 | 0 | 0 |  |  |  |  | 0 | 0 | 0 |  |  |  |  | 0 | 0 | 0 |  |  |  |  | 0 | 0 | 0 |  |  |  |  | 0 | 0 | 0 |  |  |  |  | 0 | 0 | 0 |  |  |  |  | 0 | 0 | 0 |  |  |  |  | 0 | 0 | 0 |  |  |  |  | 0 | 0 | 0 |  |  |  |  | 0 | 0 | 0 |  |  |  |  | 0 | 0 | 0 |  |  |  |  | 0 | 0 | 0 |  |  |  |  | 0 | 0 | 0 |  |  |  |  | 0 | 0 | 0 |  |  |  |  | 0 | 0 | 0 |  |  |  |  | 0 | 0 | 0 |  |  |  |  | 0 | 0 | 0 |  |  |  |  | 0 | 0 | 0 |  |  |  |  | 0 | 0 | 0 |  |  |  |  | 0 | 0 | 0 |  |  |  |  | 0 | 0 | 0 |  |  |  |  | 0 | 0 | 0 |  |  |  |  | 0 | 0 | 0 |  |  |  |  | 0 | 0 | 0 |  |  |  |  | 0 | 0 | 0 |  |  |  |  | 0 | 0 | 0 |  |  |  |  | 0 | 0 | 0 |  |  |  |  | 0 | 0 | 0 |  |  |  |  | 0 | 0 | 0 |  |  |  |  | 0 | 0 | 0 |  |  |  |  | 0 | 0 | 0 |  |  |  |  | 0 | 0 | 0 |  |  |  |  | 0 | 0 | 0 |  |  |  |  | 0 | 0 | 0 |  |  |  |  | 0 | 0 | 0 |  |  |  |  | 0 | 0 | 0 |  |  |  |  | 0 | 0 | 0 |  |  |  |  | 0 | 0 | 0 |  |  |  |  | 0 | 0 | 0 |  |  |  |  | 0 | 0 | 0 |  |  |  |  | 0 | 0 | 0 |  |  |  |  | 0 | 0 | 0 |  |  |  |  | 0 | 0 | 0 |  |  |  |  | 0 | 0 | 0 |  |  |  |  | 0 | 0 | 0 |  |  |  |  | 0 | 0 | 0 |  |  |  |  | 0 | 0 | 0 |  |  |  |  | 0 | 0 | 0 |  |  |  |  | 0 | 0 | 0 |  |  |  |  | 0 | 0 | 0 |  |  |  |  | 0 | 0 | 0 |  |  |  |  | 0 | 0 | 0 |  |  |  |  | 0 | 0 | 0 |  |  |  |  | 0 | 0 | 0 |  |  |  |  | 0 | 0 | 0 |  |  |  |  | 0 | 0 | 0 |  |  |  |  | 0 | 0 | 0 |  |  |  |  | 0 | 0 | 0 |  |  |  |  | 0 | 0 | 0 |  |  |  |  | 0 | 0 | 0 |  |  |  |  | 0 | 0 | 0 |  |  |  |  | 0 | 0 | 0 |  |  |  |  | 0 | 0 | 0 |  |  |  |  | 0 | 0 | 0 |  |  |  |  | 0 | 0 | 0 |  |  |  |  | 0 | 0 | 0 |  |  |  |  | 0 | 0 | 0 |  |  |  |  | 0 | 0 | 0 |  |  |  |  | 0 | 0 | 0
|  |  | 0 | 0 | 0 |  |  |  |  | 0 | 0 | 0 |  |  |  |  | 0 | 0 | 0 |  |  |  |  | 0 | 0 | 0 |  |  |  |  | 0 | 0 | 0 |  |  |  |  | 0 | 0 | 0 |  |  |  |  | 0 | 0 | 0 |  |  |  |  | 0 | 0 | 0 |  |  |  |  | 0 | 0 | 0 |  |  |  |  | 0 | 0 | 0 |  |  |  |  | 0 | 0 | 0 | -0.0002071 | #VALUE! | #VALUE! | #VALUE! | #VALUE! | #VALUE! | #VALUE! |  |  |  |  | 0 | 0 | 0 |  |  |  |  | 0 | 0 | 0 |  |  |  |  | 0 | 0 | 0 |  |  |  |  | 0 | 0 | 0 |  |  |  |  | 0 | 0 | 0 |  |  |  |  | 0 | 0 | 0 |  |  |  |  | 0 | 0 | 0 |  |  |  |  | 0 | 0 | 0 |  |  |  |  | 0 | 0 | 0 |  |  |  |  | 0 | 0 | 0 |  |  |  |  | 0 | 0 | 0 | 2.6259e-06 | #VALUE! | #VALUE! | #VALUE! | #VALUE! | #VALUE! | #VALUE! |  |  |  |  | 0 | 0 | 0 |  |  |  |  | 0 | 0 | 0 |  |  |  |  | 0 | 0 | 0 |  |  |  |  | 0 | 0 | 0 |  |  |  |  | 0 | 0 | 0 | -0.00017566 | #VALUE! | #VALUE! | #VALUE! | #VALUE! | #VALUE! | #VALUE! |  |  |  |  | 0 | 0 | 0 |  |  |  |  | 0 | 0 | 0 |  |  |  |  | 0 | 0 | 0 |  |  |  |  | 0 | 0 | 0 |  |  |  |  | 0 | 0 | 0 | 0.00084118 | #VALUE! | #VALUE! | #VALUE! | #VALUE! | #VALUE! | #VALUE! |  |  |  |  | 0 | 0 | 0 |  |  |  |  | 0 | 0 | 0 |  |  |  |  | 0 | 0 | 0 |  |  |  |  | 0 | 0 | 0 |  |  |  |  | 0 | 0 | 0 |  |  |  |  | 0 | 0 | 0 |  |  |  |  | 0 | 0 | 0 |  |  |  |  | 0 | 0 | 0 |  |  |  |  | 0 | 0 | 0 |  |  |  |  | 0 | 0 | 0 |  |  |  |  | 0 | 0 | 0 |  |  |  |  | 0 | 0 | 0 |  |  |  |  | 0 | 0 | 0 |  |  |  |  | 0 | 0 | 0 |  |  |  |  | 0 | 0 | 0 |  |  |  |  | 0 | 0 | 0 |  |  |  |  | 0 | 0 | 0 |  |  |  |  | 0 | 0 | 0 |  |  |  |  | 0 | 0 | 0 |  |  |  |  | 0 | 0 | 0 |  |  |  |  | 0 | 0 | 0 |  |  |  |  | 0 | 0 | 0 |  |  |  |  | 0 | 0 | 0 |  |  |  |  | 0 | 0 | 0 |  |  |  |  | 0 | 0 | 0 |  |  |  |  | 0 | 0 | 0 |  |  |  |  | 0 | 0 | 0 |  |  |  |  | 0 | 0 | 0 |  |  |  |  | 0 | 0 | 0 |  |  |  |  | 0 | 0 | 0 |  |  |  |  | 0 | 0 | 0 |  |  |  |  | 0 | 0 | 0 |  |  |  |  | 0 | 0 | 0 |  |  |  |  | 0 | 0 | 0 |  |  |  |  | 0 | 0 | 0 |  |  |  |  | 0 | 0 | 0 |  |  |  |  | 0 | 0 | 0 |  |  |  |  | 0 | 0 | 0 |  |  |  |  | 0 | 0 | 0 |  |  |  |  | 0 | 0 | 0 |  |  |  |  | 0 | 0 | 0 |  |  |  |  | 0 | 0 | 0 |  |  |  |  | 0 | 0 | 0 |  |  |  |  | 0 | 0 | 0 |  |  |  |  | 0 | 0 | 0 |  |  |  |  | 0 | 0 | 0 |  |  |  |  | 0 | 0 | 0 |  |  |  |  | 0 | 0 | 0 |  |  |  |  | 0 | 0 | 0 |  |  |  |  | 0 | 0 | 0 |  |  |  |  | 0 | 0 | 0 |  |  |  |  | 0 | 0 | 0 |  |  |  |  | 0 | 0 | 0 |  |  |  |  | 0 | 0 | 0 |  |  |  |  | 0 | 0 | 0 |  |  |  |  | 0 | 0 | 0 |  |  |  |  | 0 | 0 | 0 |  |  |  |  | 0 | 0 | 0 |  |  |  |  | 0 | 0 | 0 |  |  |  |  | 0 | 0 | 0 |  |  |  |  | 0 | 0 | 0 |  |  |  |  | 0 | 0 | 0 |  |  |  |  | 0 | 0 | 0 |  |  |  |  | 0 | 0 | 0 |  |  |  |  | 0 | 0 | 0 |  |  |  |  | 0 | 0 | 0 |  |  |  |  | 0 | 0 | 0 |  |  |  |  | 0 | 0 | 0 |  |  |  |  | 0 | 0 | 0 |  |  |  |  | 0 | 0 | 0 |  |  |  |  | 0 | 0 | 0 |  |  |  |  | 0 | 0 | 0 |  |  |  |  | 0 | 0 | 0 |  |  |  |  | 0 | 0 | 0 |  |  |  |  | 0 | 0 | 0 |  |  |  |  | 0 | 0 | 0 |  |  |  |  | 0 | 0 | 0 |  |  |  |  | 0 | 0 | 0 |  |  |  |  | 0 | 0 | 0 |  |  |  |  | 0 | 0 | 0 |  |  |  |  | 0 | 0 | 0 |  |  |  |  | 0 | 0 | 0 |  |  |  |  | 0 | 0 | 0 |  |  |  |  | 0 | 0 | 0 |  |  |  |  | 0 | 0 | 0 |  |  |  |  | 0 | 0 | 0 |  |  |  |  | 0 | 0 | 0 |  |  |  |  | 0 | 0 | 0 |  |  |  |  | 0 | 0 | 0 |  |  |  |  | 0 | 0 | 0 |  |  |  |  | 0 | 0 | 0 |  |  |  |  | 0 | 0 | 0 |  |  |  |  | 0 | 0 | 0 |  |  |  |  | 0 | 0 | 0 |  |  |  |  | 0 | 0 | 0 |  |  |  |  | 0 | 0 | 0 |  |  |  |  | 0 | 0 | 0 |  |  |  |  | 0 | 0 | 0 |  |  |  |  | 0 | 0 | 0 |  |  |  |  | 0 | 0 | 0 |  |  |  |  | 0 | 0 | 0 |  |  |  |  | 0 | 0 | 0 |  |  |  |  | 0 | 0 | 0 |  |  |  |  | 0 | 0 | 0 |  |  |  |  | 0 | 0 | 0 |  |  |  |  | 0 | 0 | 0 |  |  |  |  | 0 | 0 | 0 |  |  |  |  | 0 | 0 | 0 |  |  |  |  | 0 | 0 | 0 |  |  |  |  | 0 | 0 | 0 |  |  |  |  | 0 | 0 | 0 |  |  |  |  | 0 | 0 | 0 |  |  |  |  | 0 | 0 | 0 |  |  |  |  | 0 | 0 | 0 |  |  |  |  | 0 | 0 | 0 |  |  |  |  | 0 | 0 | 0 |  |  |  |  | 0 | 0 | 0 |  |  |  |  | 0 | 0 | 0 |  |  |  |  | 0 | 0 | 0 |  |  |  |  | 0 | 0 | 0 |  |  |  |  | 0 | 0 | 0 |  |  |  |  | 0 | 0 | 0 |  |  |  |  | 0 | 0 | 0 |  |  |  |  | 0 | 0 | 0 |  |  |  |  | 0 | 0 | 0 |  |  |  |  | 0 | 0 | 0 |  |  |  |  | 0 | 0 | 0 |  |  |  |  | 0 | 0 | 0 |  |  |  |  | 0 | 0 | 0 |  |  |  |  | 0 | 0 | 0 |  |  |  |  | 0 | 0 | 0 |  |  |  |  | 0 | 0 | 0 |  |  |  |  | 0 | 0 | 0 |  |  |  |  | 0 | 0 | 0 |  |  |  |  | 0 | 0 | 0 |  |  |  |  | 0 | 0 | 0 |  |  |  |  | 0 | 0 | 0 |  |  |  |  | 0 | 0 | 0 |  |  |  |  | 0 | 0 | 0 |  |  |  |  | 0 | 0 | 0 |  |  |  |  | 0 | 0 | 0 |  |  |  |  | 0 | 0 | 0 |  |  |  |  | 0 | 0 | 0 |  |  |  |  | 0 | 0 | 0 |  |  |  |  | 0 | 0 | 0 |  |  |  |  | 0 | 0 | 0 |  |  |  |  | 0 | 0 | 0 |  |  |  |  | 0 | 0 | 0 |  |  |  |  | 0 | 0 | 0 |  |  |  |  | 0 | 0 | 0 |  |  |  |  | 0 | 0 | 0 |  |  |  |  | 0 | 0 | 0 |  |  |  |  | 0 | 0 | 0 |  |  |  |  | 0 | 0 | 0 |  |  |  |  | 0 | 0 | 0 |  |  |  |  | 0 | 0 | 0 |  |  |  |  | 0 | 0 | 0 |  |  |  |  | 0 | 0 | 0 |  |  |  |  | 0 | 0 | 0 |  |  |  |  | 0 | 0 | 0 |  |  |  |  | 0 | 0 | 0 |  |  |  |  | 0 | 0 | 0 |  |  |  |  | 0 | 0 | 0 |  |  |  |  | 0 | 0 | 0 |  |  |  |  | 0 | 0 | 0 |  |  |  |  | 0 | 0 | 0 |  |  |  |  | 0 | 0 | 0 |  |  |  |  | 0 | 0 | 0 |  |  |  |  | 0 | 0 | 0 |  |  |  |  | 0 | 0 | 0 |  |  |  |  | 0 | 0 | 0 |  |  |  |  | 0 | 0 | 0 |  |  |  |  | 0 | 0 | 0 |  |  |  |  | 0 | 0 | 0 |  |  |  |  | 0 | 0 | 0 |  |  |  |  | 0 | 0 | 0 |  |  |  |  | 0 | 0 | 0 |  |  |  |  | 0 | 0 | 0 |  |  |  |  | 0 | 0 | 0 |  |  |  |  | 0 | 0 | 0 |  |  |  |  | 0 | 0 | 0 |  |  |  |  | 0 | 0 | 0 |  |  |  |  | 0 | 0 | 0 |  |  |  |  | 0 | 0 | 0 |  |  |  |  | 0 | 0 | 0 |  |  |  |  | 0 | 0 | 0 |  |  |  |  | 0 | 0 | 0 |  |  |  |  | 0 | 0 | 0 |  |  |  |  | 0 | 0 | 0 |  |  |  |  | 0 | 0 | 0 |  |  |  |  | 0 | 0 | 0 |  |  |  |  | 0 | 0 | 0 |  |  |  |  | 0 | 0 | 0 |  |  |  |  | 0 | 0 | 0 |  |  |  |  | 0 | 0 | 0 |  |  |  |  | 0 | 0 | 0 |  |  |  |  | 0 | 0 | 0 |  |  |  |  | 0 | 0 | 0 |  |  |  |  | 0 | 0 | 0 |  |  |  |  | 0 | 0 | 0 |  |  |  |  | 0 | 0 | 0 |  |  |  |  | 0 | 0 | 0 |  |  |  |  | 0 | 0 | 0 |  |  |  |  | 0 | 0 | 0 |  |  |  |  | 0 | 0 | 0 |  |  |  |  | 0 | 0 | 0 |  |  |  |  | 0 | 0 | 0 |  |  |  |  | 0 | 0 | 0 |  |  |  |  | 0 | 0 | 0 |  |  |  |  | 0 | 0 | 0 |  |  |  |  | 0 | 0 | 0 |  |  |  |  | 0 | 0 | 0 |  |  |  |  | 0 | 0 | 0 |  |  |  |  | 0 | 0 | 0 |  |  |  |  | 0 | 0 | 0 |  |  |  |  | 0 | 0 | 0 |  |  |  |  | 0 | 0 | 0 |  |  |  |  | 0 | 0 | 0 |  |  |  |  | 0 | 0 | 0 |  |  |  |  | 0 | 0 | 0 |  |  |  |  | 0 | 0 | 0 |  |  |  |  | 0 | 0 | 0 |  |  |  |  | 0 | 0 | 0 |  |  |  |  | 0 | 0 | 0 |  |  |  |  | 0 | 0 | 0 |  |  |  |  | 0 | 0 | 0 |  |  |  |  | 0 | 0 | 0 |  |  |  |  | 0 | 0 | 0 |  |  |  |  | 0 | 0 | 0 |  |  |  |  | 0 | 0 | 0 |  |  |  |  | 0 | 0 | 0 |  |  |  |  | 0 | 0 | 0 |  |  |  |  | 0 | 0 | 0 |  |  |  |  | 0 | 0 | 0 |  |  |  |  | 0 | 0 | 0 |  |  |  |  | 0 | 0 | 0 |  |  |  |  | 0 | 0 | 0 |  |  |  |  | 0 | 0 | 0 |  |  |  |  | 0 | 0 | 0 |  |  |  |  | 0 | 0 | 0 |  |  |  |  | 0 | 0 | 0 |  |  |  |  | 0 | 0 | 0 |  |  |  |  | 0 | 0 | 0 |  |  |  |  | 0 | 0 | 0 |  |  |  |  | 0 | 0 | 0 |  |  |  |  | 0 | 0 | 0 |  |  |  |  | 0 | 0 | 0 |  |  |  |  | 0 | 0 | 0 |  |  |  |  | 0 | 0 | 0 |  |  |  |  | 0 | 0 | 0 |  |  |  |  | 0 | 0 | 0 |  |  |  |  | 0 | 0 | 0 |  |  |  |  | 0 | 0 | 0
|  |  | 0 | 0 | 0 |  |  |  |  | 0 | 0 | 0 |  |  |  |  | 0 | 0 | 0 |  |  |  |  | 0 | 0 | 0 |  |  |  |  | 0 | 0 | 0 |  |  |  |  | 0 | 0 | 0 |  |  |  |  | 0 | 0 | 0 |  |  |  |  | 0 | 0 | 0 |  |  |  |  | 0 | 0 | 0 |  |  |  |  | 0 | 0 | 0 |  |  |  |  | 0 | 0 | 0 | 5.1525e-06 | #VALUE! | #VALUE! | #VALUE! | #VALUE! | #VALUE! | #VALUE! |  |  |  |  | 0 | 0 | 0 |  |  |  |  | 0 | 0 | 0 |  |  |  |  | 0 | 0 | 0 |  |  |  |  | 0 | 0 | 0 |  |  |  |  | 0 | 0 | 0 |  |  |  |  | 0 | 0 | 0 |  |  |  |  | 0 | 0 | 0 |  |  |  |  | 0 | 0 | 0 |  |  |  |  | 0 | 0 | 0 |  |  |  |  | 0 | 0 | 0 |  |  |  |  | 0 | 0 | 0 |  |  |  |  | 0 | 0 | 0 |  |  |  |  | 0 | 0 | 0 |  |  |  |  | 0 | 0 | 0 |  |  |  |  | 0 | 0 | 0 |  |  |  |  | 0 | 0 | 0 |  |  |  |  | 0 | 0 | 0 | 3.7138e-06 | #VALUE! | #VALUE! | #VALUE! | #VALUE! | #VALUE! | #VALUE! |  |  |  |  | 0 | 0 | 0 |  |  |  |  | 0 | 0 | 0 |  |  |  |  | 0 | 0 | 0 |  |  |  |  | 0 | 0 | 0 |  |  |  |  | 0 | 0 | 0 | -0.00017967 | #VALUE! | #VALUE! | #VALUE! | #VALUE! | #VALUE! | #VALUE! |  |  |  |  | 0 | 0 | 0 |  |  |  |  | 0 | 0 | 0 |  |  |  |  | 0 | 0 | 0 |  |  |  |  | 0 | 0 | 0 |  |  |  |  | 0 | 0 | 0 |  |  |  |  | 0 | 0 | 0 |  |  |  |  | 0 | 0 | 0 |  |  |  |  | 0 | 0 | 0 |  |  |  |  | 0 | 0 | 0 |  |  |  |  | 0 | 0 | 0 |  |  |  |  | 0 | 0 | 0 |  |  |  |  | 0 | 0 | 0 |  |  |  |  | 0 | 0 | 0 |  |  |  |  | 0 | 0 | 0 |  |  |  |  | 0 | 0 | 0 |  |  |  |  | 0 | 0 | 0 |  |  |  |  | 0 | 0 | 0 |  |  |  |  | 0 | 0 | 0 |  |  |  |  | 0 | 0 | 0 |  |  |  |  | 0 | 0 | 0 |  |  |  |  | 0 | 0 | 0 |  |  |  |  | 0 | 0 | 0 |  |  |  |  | 0 | 0 | 0 |  |  |  |  | 0 | 0 | 0 |  |  |  |  | 0 | 0 | 0 |  |  |  |  | 0 | 0 | 0 |  |  |  |  | 0 | 0 | 0 |  |  |  |  | 0 | 0 | 0 |  |  |  |  | 0 | 0 | 0 |  |  |  |  | 0 | 0 | 0 |  |  |  |  | 0 | 0 | 0 |  |  |  |  | 0 | 0 | 0 |  |  |  |  | 0 | 0 | 0 |  |  |  |  | 0 | 0 | 0 |  |  |  |  | 0 | 0 | 0 |  |  |  |  | 0 | 0 | 0 |  |  |  |  | 0 | 0 | 0 |  |  |  |  | 0 | 0 | 0 |  |  |  |  | 0 | 0 | 0 |  |  |  |  | 0 | 0 | 0 |  |  |  |  | 0 | 0 | 0 |  |  |  |  | 0 | 0 | 0 |  |  |  |  | 0 | 0 | 0 |  |  |  |  | 0 | 0 | 0 |  |  |  |  | 0 | 0 | 0 |  |  |  |  | 0 | 0 | 0 |  |  |  |  | 0 | 0 | 0 |  |  |  |  | 0 | 0 | 0 |  |  |  |  | 0 | 0 | 0 |  |  |  |  | 0 | 0 | 0 |  |  |  |  | 0 | 0 | 0 |  |  |  |  | 0 | 0 | 0 |  |  |  |  | 0 | 0 | 0 |  |  |  |  | 0 | 0 | 0 |  |  |  |  | 0 | 0 | 0 |  |  |  |  | 0 | 0 | 0 |  |  |  |  | 0 | 0 | 0 |  |  |  |  | 0 | 0 | 0 |  |  |  |  | 0 | 0 | 0 |  |  |  |  | 0 | 0 | 0 |  |  |  |  | 0 | 0 | 0 |  |  |  |  | 0 | 0 | 0 |  |  |  |  | 0 | 0 | 0 |  |  |  |  | 0 | 0 | 0 |  |  |  |  | 0 | 0 | 0 |  |  |  |  | 0 | 0 | 0 |  |  |  |  | 0 | 0 | 0 |  |  |  |  | 0 | 0 | 0 |  |  |  |  | 0 | 0 | 0 |  |  |  |  | 0 | 0 | 0 |  |  |  |  | 0 | 0 | 0 |  |  |  |  | 0 | 0 | 0 |  |  |  |  | 0 | 0 | 0 |  |  |  |  | 0 | 0 | 0 |  |  |  |  | 0 | 0 | 0 |  |  |  |  | 0 | 0 | 0 |  |  |  |  | 0 | 0 | 0 |  |  |  |  | 0 | 0 | 0 |  |  |  |  | 0 | 0 | 0 |  |  |  |  | 0 | 0 | 0 |  |  |  |  | 0 | 0 | 0 |  |  |  |  | 0 | 0 | 0 |  |  |  |  | 0 | 0 | 0 |  |  |  |  | 0 | 0 | 0 |  |  |  |  | 0 | 0 | 0 |  |  |  |  | 0 | 0 | 0 |  |  |  |  | 0 | 0 | 0 |  |  |  |  | 0 | 0 | 0 |  |  |  |  | 0 | 0 | 0 |  |  |  |  | 0 | 0 | 0 |  |  |  |  | 0 | 0 | 0 |  |  |  |  | 0 | 0 | 0 |  |  |  |  | 0 | 0 | 0 |  |  |  |  | 0 | 0 | 0 |  |  |  |  | 0 | 0 | 0 |  |  |  |  | 0 | 0 | 0 |  |  |  |  | 0 | 0 | 0 |  |  |  |  | 0 | 0 | 0 |  |  |  |  | 0 | 0 | 0 |  |  |  |  | 0 | 0 | 0 |  |  |  |  | 0 | 0 | 0 |  |  |  |  | 0 | 0 | 0 |  |  |  |  | 0 | 0 | 0 |  |  |  |  | 0 | 0 | 0 |  |  |  |  | 0 | 0 | 0 |  |  |  |  | 0 | 0 | 0 |  |  |  |  | 0 | 0 | 0 |  |  |  |  | 0 | 0 | 0 |  |  |  |  | 0 | 0 | 0 |  |  |  |  | 0 | 0 | 0 |  |  |  |  | 0 | 0 | 0 |  |  |  |  | 0 | 0 | 0 |  |  |  |  | 0 | 0 | 0 |  |  |  |  | 0 | 0 | 0 |  |  |  |  | 0 | 0 | 0 |  |  |  |  | 0 | 0 | 0 |  |  |  |  | 0 | 0 | 0 |  |  |  |  | 0 | 0 | 0 |  |  |  |  | 0 | 0 | 0 |  |  |  |  | 0 | 0 | 0 |  |  |  |  | 0 | 0 | 0 |  |  |  |  | 0 | 0 | 0 |  |  |  |  | 0 | 0 | 0 |  |  |  |  | 0 | 0 | 0 |  |  |  |  | 0 | 0 | 0 |  |  |  |  | 0 | 0 | 0 |  |  |  |  | 0 | 0 | 0 |  |  |  |  | 0 | 0 | 0 |  |  |  |  | 0 | 0 | 0 |  |  |  |  | 0 | 0 | 0 |  |  |  |  | 0 | 0 | 0 |  |  |  |  | 0 | 0 | 0 |  |  |  |  | 0 | 0 | 0 |  |  |  |  | 0 | 0 | 0 |  |  |  |  | 0 | 0 | 0 |  |  |  |  | 0 | 0 | 0 |  |  |  |  | 0 | 0 | 0 |  |  |  |  | 0 | 0 | 0 |  |  |  |  | 0 | 0 | 0 |  |  |  |  | 0 | 0 | 0 |  |  |  |  | 0 | 0 | 0 |  |  |  |  | 0 | 0 | 0 |  |  |  |  | 0 | 0 | 0 |  |  |  |  | 0 | 0 | 0 |  |  |  |  | 0 | 0 | 0 |  |  |  |  | 0 | 0 | 0 |  |  |  |  | 0 | 0 | 0 |  |  |  |  | 0 | 0 | 0 |  |  |  |  | 0 | 0 | 0 |  |  |  |  | 0 | 0 | 0 |  |  |  |  | 0 | 0 | 0 |  |  |  |  | 0 | 0 | 0 |  |  |  |  | 0 | 0 | 0 |  |  |  |  | 0 | 0 | 0 |  |  |  |  | 0 | 0 | 0 |  |  |  |  | 0 | 0 | 0 |  |  |  |  | 0 | 0 | 0 |  |  |  |  | 0 | 0 | 0 |  |  |  |  | 0 | 0 | 0 |  |  |  |  | 0 | 0 | 0 |  |  |  |  | 0 | 0 | 0 |  |  |  |  | 0 | 0 | 0 |  |  |  |  | 0 | 0 | 0 |  |  |  |  | 0 | 0 | 0 |  |  |  |  | 0 | 0 | 0 |  |  |  |  | 0 | 0 | 0 |  |  |  |  | 0 | 0 | 0 |  |  |  |  | 0 | 0 | 0 |  |  |  |  | 0 | 0 | 0 |  |  |  |  | 0 | 0 | 0 |  |  |  |  | 0 | 0 | 0 |  |  |  |  | 0 | 0 | 0 |  |  |  |  | 0 | 0 | 0 |  |  |  |  | 0 | 0 | 0 |  |  |  |  | 0 | 0 | 0 |  |  |  |  | 0 | 0 | 0 |  |  |  |  | 0 | 0 | 0 |  |  |  |  | 0 | 0 | 0 |  |  |  |  | 0 | 0 | 0 |  |  |  |  | 0 | 0 | 0 |  |  |  |  | 0 | 0 | 0 |  |  |  |  | 0 | 0 | 0 |  |  |  |  | 0 | 0 | 0 |  |  |  |  | 0 | 0 | 0 |  |  |  |  | 0 | 0 | 0 |  |  |  |  | 0 | 0 | 0 |  |  |  |  | 0 | 0 | 0 |  |  |  |  | 0 | 0 | 0 |  |  |  |  | 0 | 0 | 0 |  |  |  |  | 0 | 0 | 0 |  |  |  |  | 0 | 0 | 0 |  |  |  |  | 0 | 0 | 0 |  |  |  |  | 0 | 0 | 0 |  |  |  |  | 0 | 0 | 0 |  |  |  |  | 0 | 0 | 0 |  |  |  |  | 0 | 0 | 0 |  |  |  |  | 0 | 0 | 0 |  |  |  |  | 0 | 0 | 0 |  |  |  |  | 0 | 0 | 0 |  |  |  |  | 0 | 0 | 0 |  |  |  |  | 0 | 0 | 0 |  |  |  |  | 0 | 0 | 0 |  |  |  |  | 0 | 0 | 0 |  |  |  |  | 0 | 0 | 0 |  |  |  |  | 0 | 0 | 0 |  |  |  |  | 0 | 0 | 0 |  |  |  |  | 0 | 0 | 0 |  |  |  |  | 0 | 0 | 0 |  |  |  |  | 0 | 0 | 0 |  |  |  |  | 0 | 0 | 0 |  |  |  |  | 0 | 0 | 0 |  |  |  |  | 0 | 0 | 0 |  |  |  |  | 0 | 0 | 0 |  |  |  |  | 0 | 0 | 0 |  |  |  |  | 0 | 0 | 0 |  |  |  |  | 0 | 0 | 0 |  |  |  |  | 0 | 0 | 0 |  |  |  |  | 0 | 0 | 0 |  |  |  |  | 0 | 0 | 0 |  |  |  |  | 0 | 0 | 0 |  |  |  |  | 0 | 0 | 0 |  |  |  |  | 0 | 0 | 0 |  |  |  |  | 0 | 0 | 0 |  |  |  |  | 0 | 0 | 0 |  |  |  |  | 0 | 0 | 0 |  |  |  |  | 0 | 0 | 0 |  |  |  |  | 0 | 0 | 0 |  |  |  |  | 0 | 0 | 0 |  |  |  |  | 0 | 0 | 0 |  |  |  |  | 0 | 0 | 0 |  |  |  |  | 0 | 0 | 0 |  |  |  |  | 0 | 0 | 0 |  |  |  |  | 0 | 0 | 0 |  |  |  |  | 0 | 0 | 0 |  |  |  |  | 0 | 0 | 0 |  |  |  |  | 0 | 0 | 0 |  |  |  |  | 0 | 0 | 0 |  |  |  |  | 0 | 0 | 0 |  |  |  |  | 0 | 0 | 0 |  |  |  |  | 0 | 0 | 0 |  |  |  |  | 0 | 0 | 0 |  |  |  |  | 0 | 0 | 0 |  |  |  |  | 0 | 0 | 0 |  |  |  |  | 0 | 0 | 0 |  |  |  |  | 0 | 0 | 0 |  |  |  |  | 0 | 0 | 0 |  |  |  |  | 0 | 0 | 0 |  |  |  |  | 0 | 0 | 0 |  |  |  |  | 0 | 0 | 0 |  |  |  |  | 0 | 0 | 0 |  |  |  |  | 0 | 0 | 0 |  |  |  |  | 0 | 0 | 0 |  |  |  |  | 0 | 0 | 0
|  |  | 0 | 0 | 0 |  |  |  |  | 0 | 0 | 0 |  |  |  |  | 0 | 0 | 0 |  |  |  |  | 0 | 0 | 0 |  |  |  |  | 0 | 0 | 0 |  |  |  |  | 0 | 0 | 0 |  |  |  |  | 0 | 0 | 0 |  |  |  |  | 0 | 0 | 0 |  |  |  |  | 0 | 0 | 0 |  |  |  |  | 0 | 0 | 0 |  |  |  |  | 0 | 0 | 0 |  |  |  |  | 0 | 0 | 0 |  |  |  |  | 0 | 0 | 0 |  |  |  |  | 0 | 0 | 0 |  |  |  |  | 0 | 0 | 0 |  |  |  |  | 0 | 0 | 0 |  |  |  |  | 0 | 0 | 0 |  |  |  |  | 0 | 0 | 0 |  |  |  |  | 0 | 0 | 0 |  |  |  |  | 0 | 0 | 0 |  |  |  |  | 0 | 0 | 0 |  |  |  |  | 0 | 0 | 0 |  |  |  |  | 0 | 0 | 0 |  |  |  |  | 0 | 0 | 0 |  |  |  |  | 0 | 0 | 0 |  |  |  |  | 0 | 0 | 0 |  |  |  |  | 0 | 0 | 0 |  |  |  |  | 0 | 0 | 0 |  |  |  |  | 0 | 0 | 0 |  |  |  |  | 0 | 0 | 0 |  |  |  |  | 0 | 0 | 0 |  |  |  |  | 0 | 0 | 0 |  |  |  |  | 0 | 0 | 0 |  |  |  |  | 0 | 0 | 0 |  |  |  |  | 0 | 0 | 0 | 3.0512e-06 | #VALUE! | #VALUE! | #VALUE! | #VALUE! | #VALUE! | #VALUE! |  |  |  |  | 0 | 0 | 0 |  |  |  |  | 0 | 0 | 0 |  |  |  |  | 0 | 0 | 0 |  |  |  |  | 0 | 0 | 0 |  |  |  |  | 0 | 0 | 0 |  |  |  |  | 0 | 0 | 0 |  |  |  |  | 0 | 0 | 0 |  |  |  |  | 0 | 0 | 0 |  |  |  |  | 0 | 0 | 0 |  |  |  |  | 0 | 0 | 0 |  |  |  |  | 0 | 0 | 0 |  |  |  |  | 0 | 0 | 0 |  |  |  |  | 0 | 0 | 0 |  |  |  |  | 0 | 0 | 0 |  |  |  |  | 0 | 0 | 0 |  |  |  |  | 0 | 0 | 0 |  |  |  |  | 0 | 0 | 0 |  |  |  |  | 0 | 0 | 0 |  |  |  |  | 0 | 0 | 0 |  |  |  |  | 0 | 0 | 0 |  |  |  |  | 0 | 0 | 0 |  |  |  |  | 0 | 0 | 0 |  |  |  |  | 0 | 0 | 0 |  |  |  |  | 0 | 0 | 0 |  |  |  |  | 0 | 0 | 0 |  |  |  |  | 0 | 0 | 0 |  |  |  |  | 0 | 0 | 0 |  |  |  |  | 0 | 0 | 0 |  |  |  |  | 0 | 0 | 0 |  |  |  |  | 0 | 0 | 0 |  |  |  |  | 0 | 0 | 0 |  |  |  |  | 0 | 0 | 0 |  |  |  |  | 0 | 0 | 0 |  |  |  |  | 0 | 0 | 0 |  |  |  |  | 0 | 0 | 0 |  |  |  |  | 0 | 0 | 0 |  |  |  |  | 0 | 0 | 0 |  |  |  |  | 0 | 0 | 0 |  |  |  |  | 0 | 0 | 0 |  |  |  |  | 0 | 0 | 0 |  |  |  |  | 0 | 0 | 0 |  |  |  |  | 0 | 0 | 0 |  |  |  |  | 0 | 0 | 0 |  |  |  |  | 0 | 0 | 0 |  |  |  |  | 0 | 0 | 0 |  |  |  |  | 0 | 0 | 0 |  |  |  |  | 0 | 0 | 0 |  |  |  |  | 0 | 0 | 0 |  |  |  |  | 0 | 0 | 0 |  |  |  |  | 0 | 0 | 0 |  |  |  |  | 0 | 0 | 0 |  |  |  |  | 0 | 0 | 0 |  |  |  |  | 0 | 0 | 0 |  |  |  |  | 0 | 0 | 0 |  |  |  |  | 0 | 0 | 0 |  |  |  |  | 0 | 0 | 0 |  |  |  |  | 0 | 0 | 0 |  |  |  |  | 0 | 0 | 0 |  |  |  |  | 0 | 0 | 0 |  |  |  |  | 0 | 0 | 0 |  |  |  |  | 0 | 0 | 0 |  |  |  |  | 0 | 0 | 0 |  |  |  |  | 0 | 0 | 0 |  |  |  |  | 0 | 0 | 0 |  |  |  |  | 0 | 0 | 0 |  |  |  |  | 0 | 0 | 0 |  |  |  |  | 0 | 0 | 0 |  |  |  |  | 0 | 0 | 0 |  |  |  |  | 0 | 0 | 0 |  |  |  |  | 0 | 0 | 0 |  |  |  |  | 0 | 0 | 0 |  |  |  |  | 0 | 0 | 0 |  |  |  |  | 0 | 0 | 0 |  |  |  |  | 0 | 0 | 0 |  |  |  |  | 0 | 0 | 0 |  |  |  |  | 0 | 0 | 0 |  |  |  |  | 0 | 0 | 0 |  |  |  |  | 0 | 0 | 0 |  |  |  |  | 0 | 0 | 0 |  |  |  |  | 0 | 0 | 0 |  |  |  |  | 0 | 0 | 0 |  |  |  |  | 0 | 0 | 0 |  |  |  |  | 0 | 0 | 0 |  |  |  |  | 0 | 0 | 0 |  |  |  |  | 0 | 0 | 0 |  |  |  |  | 0 | 0 | 0 |  |  |  |  | 0 | 0 | 0 |  |  |  |  | 0 | 0 | 0 |  |  |  |  | 0 | 0 | 0 |  |  |  |  | 0 | 0 | 0 |  |  |  |  | 0 | 0 | 0 |  |  |  |  | 0 | 0 | 0 |  |  |  |  | 0 | 0 | 0 |  |  |  |  | 0 | 0 | 0 |  |  |  |  | 0 | 0 | 0 |  |  |  |  | 0 | 0 | 0 |  |  |  |  | 0 | 0 | 0 |  |  |  |  | 0 | 0 | 0 |  |  |  |  | 0 | 0 | 0 |  |  |  |  | 0 | 0 | 0 |  |  |  |  | 0 | 0 | 0 |  |  |  |  | 0 | 0 | 0 |  |  |  |  | 0 | 0 | 0 |  |  |  |  | 0 | 0 | 0 |  |  |  |  | 0 | 0 | 0 |  |  |  |  | 0 | 0 | 0 |  |  |  |  | 0 | 0 | 0 |  |  |  |  | 0 | 0 | 0 |  |  |  |  | 0 | 0 | 0 |  |  |  |  | 0 | 0 | 0 |  |  |  |  | 0 | 0 | 0 |  |  |  |  | 0 | 0 | 0 |  |  |  |  | 0 | 0 | 0 |  |  |  |  | 0 | 0 | 0 |  |  |  |  | 0 | 0 | 0 |  |  |  |  | 0 | 0 | 0 |  |  |  |  | 0 | 0 | 0 |  |  |  |  | 0 | 0 | 0 |  |  |  |  | 0 | 0 | 0 |  |  |  |  | 0 | 0 | 0 |  |  |  |  | 0 | 0 | 0 |  |  |  |  | 0 | 0 | 0 |  |  |  |  | 0 | 0 | 0 |  |  |  |  | 0 | 0 | 0 |  |  |  |  | 0 | 0 | 0 |  |  |  |  | 0 | 0 | 0 |  |  |  |  | 0 | 0 | 0 |  |  |  |  | 0 | 0 | 0 |  |  |  |  | 0 | 0 | 0 |  |  |  |  | 0 | 0 | 0 |  |  |  |  | 0 | 0 | 0 |  |  |  |  | 0 | 0 | 0 |  |  |  |  | 0 | 0 | 0 |  |  |  |  | 0 | 0 | 0 |  |  |  |  | 0 | 0 | 0 |  |  |  |  | 0 | 0 | 0 |  |  |  |  | 0 | 0 | 0 |  |  |  |  | 0 | 0 | 0 |  |  |  |  | 0 | 0 | 0 |  |  |  |  | 0 | 0 | 0 |  |  |  |  | 0 | 0 | 0 |  |  |  |  | 0 | 0 | 0 |  |  |  |  | 0 | 0 | 0 |  |  |  |  | 0 | 0 | 0 |  |  |  |  | 0 | 0 | 0 |  |  |  |  | 0 | 0 | 0 |  |  |  |  | 0 | 0 | 0 |  |  |  |  | 0 | 0 | 0 |  |  |  |  | 0 | 0 | 0 |  |  |  |  | 0 | 0 | 0 |  |  |  |  | 0 | 0 | 0 |  |  |  |  | 0 | 0 | 0 |  |  |  |  | 0 | 0 | 0 |  |  |  |  | 0 | 0 | 0 |  |  |  |  | 0 | 0 | 0 |  |  |  |  | 0 | 0 | 0 |  |  |  |  | 0 | 0 | 0 |  |  |  |  | 0 | 0 | 0 |  |  |  |  | 0 | 0 | 0 |  |  |  |  | 0 | 0 | 0 |  |  |  |  | 0 | 0 | 0 |  |  |  |  | 0 | 0 | 0 |  |  |  |  | 0 | 0 | 0 |  |  |  |  | 0 | 0 | 0 |  |  |  |  | 0 | 0 | 0 |  |  |  |  | 0 | 0 | 0 |  |  |  |  | 0 | 0 | 0 |  |  |  |  | 0 | 0 | 0 |  |  |  |  | 0 | 0 | 0 |  |  |  |  | 0 | 0 | 0 |  |  |  |  | 0 | 0 | 0 |  |  |  |  | 0 | 0 | 0 |  |  |  |  | 0 | 0 | 0 |  |  |  |  | 0 | 0 | 0 |  |  |  |  | 0 | 0 | 0 |  |  |  |  | 0 | 0 | 0 |  |  |  |  | 0 | 0 | 0 |  |  |  |  | 0 | 0 | 0 |  |  |  |  | 0 | 0 | 0 |  |  |  |  | 0 | 0 | 0 |  |  |  |  | 0 | 0 | 0 |  |  |  |  | 0 | 0 | 0 |  |  |  |  | 0 | 0 | 0 |  |  |  |  | 0 | 0 | 0 |  |  |  |  | 0 | 0 | 0 |  |  |  |  | 0 | 0 | 0 |  |  |  |  | 0 | 0 | 0 |  |  |  |  | 0 | 0 | 0 |  |  |  |  | 0 | 0 | 0 |  |  |  |  | 0 | 0 | 0 |  |  |  |  | 0 | 0 | 0 |  |  |  |  | 0 | 0 | 0 |  |  |  |  | 0 | 0 | 0 |  |  |  |  | 0 | 0 | 0 |  |  |  |  | 0 | 0 | 0 |  |  |  |  | 0 | 0 | 0 |  |  |  |  | 0 | 0 | 0 |  |  |  |  | 0 | 0 | 0 |  |  |  |  | 0 | 0 | 0 |  |  |  |  | 0 | 0 | 0 |  |  |  |  | 0 | 0 | 0 |  |  |  |  | 0 | 0 | 0 |  |  |  |  | 0 | 0 | 0 |  |  |  |  | 0 | 0 | 0 |  |  |  |  | 0 | 0 | 0 |  |  |  |  | 0 | 0 | 0 |  |  |  |  | 0 | 0 | 0 |  |  |  |  | 0 | 0 | 0 |  |  |  |  | 0 | 0 | 0 |  |  |  |  | 0 | 0 | 0 |  |  |  |  | 0 | 0 | 0 |  |  |  |  | 0 | 0 | 0 |  |  |  |  | 0 | 0 | 0 |  |  |  |  | 0 | 0 | 0 |  |  |  |  | 0 | 0 | 0 |  |  |  |  | 0 | 0 | 0 |  |  |  |  | 0 | 0 | 0 |  |  |  |  | 0 | 0 | 0 |  |  |  |  | 0 | 0 | 0 |  |  |  |  | 0 | 0 | 0 |  |  |  |  | 0 | 0 | 0 |  |  |  |  | 0 | 0 | 0 |  |  |  |  | 0 | 0 | 0 |  |  |  |  | 0 | 0 | 0 |  |  |  |  | 0 | 0 | 0 |  |  |  |  | 0 | 0 | 0 |  |  |  |  | 0 | 0 | 0 |  |  |  |  | 0 | 0 | 0 |  |  |  |  | 0 | 0 | 0 |  |  |  |  | 0 | 0 | 0 |  |  |  |  | 0 | 0 | 0 |  |  |  |  | 0 | 0 | 0 |  |  |  |  | 0 | 0 | 0 |  |  |  |  | 0 | 0 | 0 |  |  |  |  | 0 | 0 | 0 |  |  |  |  | 0 | 0 | 0 |  |  |  |  | 0 | 0 | 0 |  |  |  |  | 0 | 0 | 0 |  |  |  |  | 0 | 0 | 0 |  |  |  |  | 0 | 0 | 0 |  |  |  |  | 0 | 0 | 0 |  |  |  |  | 0 | 0 | 0 |  |  |  |  | 0 | 0 | 0 |  |  |  |  | 0 | 0 | 0 |  |  |  |  | 0 | 0 | 0 |  |  |  |  | 0 | 0 | 0 |  |  |  |  | 0 | 0 | 0 |  |  |  |  | 0 | 0 | 0 |  |  |  |  | 0 | 0 | 0 |  |  |  |  | 0 | 0 | 0 |  |  |  |  | 0 | 0 | 0 |  |  |  |  | 0 | 0 | 0 |  |  |  |  | 0 | 0 | 0
|  |  | 0 | 0 | 0 |  |  |  |  | 0 | 0 | 0 |  |  |  |  | 0 | 0 | 0 |  |  |  |  | 0 | 0 | 0 |  |  |  |  | 0 | 0 | 0 |  |  |  |  | 0 | 0 | 0 |  |  |  |  | 0 | 0 | 0 |  |  |  |  | 0 | 0 | 0 |  |  |  |  | 0 | 0 | 0 |  |  |  |  | 0 | 0 | 0 |  |  |  |  | 0 | 0 | 0 |  |  |  |  | 0 | 0 | 0 |  |  |  |  | 0 | 0 | 0 |  |  |  |  | 0 | 0 | 0 |  |  |  |  | 0 | 0 | 0 |  |  |  |  | 0 | 0 | 0 |  |  |  |  | 0 | 0 | 0 |  |  |  |  | 0 | 0 | 0 |  |  |  |  | 0 | 0 | 0 |  |  |  |  | 0 | 0 | 0 |  |  |  |  | 0 | 0 | 0 |  |  |  |  | 0 | 0 | 0 |  |  |  |  | 0 | 0 | 0 |  |  |  |  | 0 | 0 | 0 |  |  |  |  | 0 | 0 | 0 |  |  |  |  | 0 | 0 | 0 |  |  |  |  | 0 | 0 | 0 |  |  |  |  | 0 | 0 | 0 |  |  |  |  | 0 | 0 | 0 |  |  |  |  | 0 | 0 | 0 |  |  |  |  | 0 | 0 | 0 |  |  |  |  | 0 | 0 | 0 |  |  |  |  | 0 | 0 | 0 |  |  |  |  | 0 | 0 | 0 |  |  |  |  | 0 | 0 | 0 |  |  |  |  | 0 | 0 | 0 |  |  |  |  | 0 | 0 | 0 |  |  |  |  | 0 | 0 | 0 |  |  |  |  | 0 | 0 | 0 |  |  |  |  | 0 | 0 | 0 |  |  |  |  | 0 | 0 | 0 |  |  |  |  | 0 | 0 | 0 |  |  |  |  | 0 | 0 | 0 |  |  |  |  | 0 | 0 | 0 |  |  |  |  | 0 | 0 | 0 |  |  |  |  | 0 | 0 | 0 |  |  |  |  | 0 | 0 | 0 |  |  |  |  | 0 | 0 | 0 |  |  |  |  | 0 | 0 | 0 |  |  |  |  | 0 | 0 | 0 |  |  |  |  | 0 | 0 | 0 |  |  |  |  | 0 | 0 | 0 |  |  |  |  | 0 | 0 | 0 |  |  |  |  | 0 | 0 | 0 |  |  |  |  | 0 | 0 | 0 |  |  |  |  | 0 | 0 | 0 |  |  |  |  | 0 | 0 | 0 |  |  |  |  | 0 | 0 | 0 |  |  |  |  | 0 | 0 | 0 |  |  |  |  | 0 | 0 | 0 |  |  |  |  | 0 | 0 | 0 |  |  |  |  | 0 | 0 | 0 |  |  |  |  | 0 | 0 | 0 |  |  |  |  | 0 | 0 | 0 |  |  |  |  | 0 | 0 | 0 |  |  |  |  | 0 | 0 | 0 |  |  |  |  | 0 | 0 | 0 |  |  |  |  | 0 | 0 | 0 |  |  |  |  | 0 | 0 | 0 |  |  |  |  | 0 | 0 | 0 |  |  |  |  | 0 | 0 | 0 |  |  |  |  | 0 | 0 | 0 |  |  |  |  | 0 | 0 | 0 |  |  |  |  | 0 | 0 | 0 |  |  |  |  | 0 | 0 | 0 |  |  |  |  | 0 | 0 | 0 |  |  |  |  | 0 | 0 | 0 |  |  |  |  | 0 | 0 | 0 |  |  |  |  | 0 | 0 | 0 |  |  |  |  | 0 | 0 | 0 |  |  |  |  | 0 | 0 | 0 |  |  |  |  | 0 | 0 | 0 |  |  |  |  | 0 | 0 | 0 |  |  |  |  | 0 | 0 | 0 |  |  |  |  | 0 | 0 | 0 |  |  |  |  | 0 | 0 | 0 |  |  |  |  | 0 | 0 | 0 |  |  |  |  | 0 | 0 | 0 |  |  |  |  | 0 | 0 | 0 |  |  |  |  | 0 | 0 | 0 |  |  |  |  | 0 | 0 | 0 |  |  |  |  | 0 | 0 | 0 |  |  |  |  | 0 | 0 | 0 |  |  |  |  | 0 | 0 | 0 |  |  |  |  | 0 | 0 | 0 |  |  |  |  | 0 | 0 | 0 |  |  |  |  | 0 | 0 | 0 |  |  |  |  | 0 | 0 | 0 |  |  |  |  | 0 | 0 | 0 |  |  |  |  | 0 | 0 | 0 |  |  |  |  | 0 | 0 | 0 |  |  |  |  | 0 | 0 | 0 |  |  |  |  | 0 | 0 | 0 |  |  |  |  | 0 | 0 | 0 |  |  |  |  | 0 | 0 | 0 |  |  |  |  | 0 | 0 | 0 |  |  |  |  | 0 | 0 | 0 |  |  |  |  | 0 | 0 | 0 |  |  |  |  | 0 | 0 | 0 |  |  |  |  | 0 | 0 | 0 |  |  |  |  | 0 | 0 | 0 |  |  |  |  | 0 | 0 | 0 |  |  |  |  | 0 | 0 | 0 |  |  |  |  | 0 | 0 | 0 |  |  |  |  | 0 | 0 | 0 |  |  |  |  | 0 | 0 | 0 |  |  |  |  | 0 | 0 | 0 |  |  |  |  | 0 | 0 | 0 |  |  |  |  | 0 | 0 | 0 |  |  |  |  | 0 | 0 | 0 |  |  |  |  | 0 | 0 | 0 |  |  |  |  | 0 | 0 | 0 |  |  |  |  | 0 | 0 | 0 |  |  |  |  | 0 | 0 | 0 |  |  |  |  | 0 | 0 | 0 |  |  |  |  | 0 | 0 | 0 |  |  |  |  | 0 | 0 | 0 |  |  |  |  | 0 | 0 | 0 |  |  |  |  | 0 | 0 | 0 |  |  |  |  | 0 | 0 | 0 |  |  |  |  | 0 | 0 | 0 |  |  |  |  | 0 | 0 | 0 |  |  |  |  | 0 | 0 | 0 |  |  |  |  | 0 | 0 | 0 |  |  |  |  | 0 | 0 | 0 |  |  |  |  | 0 | 0 | 0 |  |  |  |  | 0 | 0 | 0 |  |  |  |  | 0 | 0 | 0 |  |  |  |  | 0 | 0 | 0 |  |  |  |  | 0 | 0 | 0 |  |  |  |  | 0 | 0 | 0 |  |  |  |  | 0 | 0 | 0 |  |  |  |  | 0 | 0 | 0 |  |  |  |  | 0 | 0 | 0 |  |  |  |  | 0 | 0 | 0 |  |  |  |  | 0 | 0 | 0 |  |  |  |  | 0 | 0 | 0 |  |  |  |  | 0 | 0 | 0 |  |  |  |  | 0 | 0 | 0 |  |  |  |  | 0 | 0 | 0 |  |  |  |  | 0 | 0 | 0 |  |  |  |  | 0 | 0 | 0 |  |  |  |  | 0 | 0 | 0 |  |  |  |  | 0 | 0 | 0 |  |  |  |  | 0 | 0 | 0 |  |  |  |  | 0 | 0 | 0 |  |  |  |  | 0 | 0 | 0 |  |  |  |  | 0 | 0 | 0 |  |  |  |  | 0 | 0 | 0 |  |  |  |  | 0 | 0 | 0 |  |  |  |  | 0 | 0 | 0 |  |  |  |  | 0 | 0 | 0 |  |  |  |  | 0 | 0 | 0 |  |  |  |  | 0 | 0 | 0 |  |  |  |  | 0 | 0 | 0 |  |  |  |  | 0 | 0 | 0 |  |  |  |  | 0 | 0 | 0 |  |  |  |  | 0 | 0 | 0 |  |  |  |  | 0 | 0 | 0 |  |  |  |  | 0 | 0 | 0 |  |  |  |  | 0 | 0 | 0 |  |  |  |  | 0 | 0 | 0 |  |  |  |  | 0 | 0 | 0 |  |  |  |  | 0 | 0 | 0 |  |  |  |  | 0 | 0 | 0 |  |  |  |  | 0 | 0 | 0 |  |  |  |  | 0 | 0 | 0 |  |  |  |  | 0 | 0 | 0 |  |  |  |  | 0 | 0 | 0 |  |  |  |  | 0 | 0 | 0 |  |  |  |  | 0 | 0 | 0 |  |  |  |  | 0 | 0 | 0 |  |  |  |  | 0 | 0 | 0 |  |  |  |  | 0 | 0 | 0 |  |  |  |  | 0 | 0 | 0 |  |  |  |  | 0 | 0 | 0 |  |  |  |  | 0 | 0 | 0 |  |  |  |  | 0 | 0 | 0 |  |  |  |  | 0 | 0 | 0 |  |  |  |  | 0 | 0 | 0 |  |  |  |  | 0 | 0 | 0 |  |  |  |  | 0 | 0 | 0 |  |  |  |  | 0 | 0 | 0 |  |  |  |  | 0 | 0 | 0 |  |  |  |  | 0 | 0 | 0 |  |  |  |  | 0 | 0 | 0 |  |  |  |  | 0 | 0 | 0 |  |  |  |  | 0 | 0 | 0 |  |  |  |  | 0 | 0 | 0 |  |  |  |  | 0 | 0 | 0 |  |  |  |  | 0 | 0 | 0 |  |  |  |  | 0 | 0 | 0 |  |  |  |  | 0 | 0 | 0 |  |  |  |  | 0 | 0 | 0 |  |  |  |  | 0 | 0 | 0 |  |  |  |  | 0 | 0 | 0 |  |  |  |  | 0 | 0 | 0 |  |  |  |  | 0 | 0 | 0 |  |  |  |  | 0 | 0 | 0 |  |  |  |  | 0 | 0 | 0 |  |  |  |  | 0 | 0 | 0 |  |  |  |  | 0 | 0 | 0 |  |  |  |  | 0 | 0 | 0 |  |  |  |  | 0 | 0 | 0 |  |  |  |  | 0 | 0 | 0 |  |  |  |  | 0 | 0 | 0 |  |  |  |  | 0 | 0 | 0 |  |  |  |  | 0 | 0 | 0 |  |  |  |  | 0 | 0 | 0 |  |  |  |  | 0 | 0 | 0 |  |  |  |  | 0 | 0 | 0 |  |  |  |  | 0 | 0 | 0 |  |  |  |  | 0 | 0 | 0 |  |  |  |  | 0 | 0 | 0 |  |  |  |  | 0 | 0 | 0 |  |  |  |  | 0 | 0 | 0 |  |  |  |  | 0 | 0 | 0 |  |  |  |  | 0 | 0 | 0 |  |  |  |  | 0 | 0 | 0 |  |  |  |  | 0 | 0 | 0 |  |  |  |  | 0 | 0 | 0 |  |  |  |  | 0 | 0 | 0 |  |  |  |  | 0 | 0 | 0 |  |  |  |  | 0 | 0 | 0 |  |  |  |  | 0 | 0 | 0 |  |  |  |  | 0 | 0 | 0 |  |  |  |  | 0 | 0 | 0 |  |  |  |  | 0 | 0 | 0 |  |  |  |  | 0 | 0 | 0 |  |  |  |  | 0 | 0 | 0 |  |  |  |  | 0 | 0 | 0 |  |  |  |  | 0 | 0 | 0 |  |  |  |  | 0 | 0 | 0 |  |  |  |  | 0 | 0 | 0 |  |  |  |  | 0 | 0 | 0 |  |  |  |  | 0 | 0 | 0 |  |  |  |  | 0 | 0 | 0 |  |  |  |  | 0 | 0 | 0 |  |  |  |  | 0 | 0 | 0 |  |  |  |  | 0 | 0 | 0 |  |  |  |  | 0 | 0 | 0 |  |  |  |  | 0 | 0 | 0 |  |  |  |  | 0 | 0 | 0 |  |  |  |  | 0 | 0 | 0 |  |  |  |  | 0 | 0 | 0 |  |  |  |  | 0 | 0 | 0 |  |  |  |  | 0 | 0 | 0 |  |  |  |  | 0 | 0 | 0 |  |  |  |  | 0 | 0 | 0 |  |  |  |  | 0 | 0 | 0 |  |  |  |  | 0 | 0 | 0 |  |  |  |  | 0 | 0 | 0 |  |  |  |  | 0 | 0 | 0 |  |  |  |  | 0 | 0 | 0 |  |  |  |  | 0 | 0 | 0 |  |  |  |  | 0 | 0 | 0 |  |  |  |  | 0 | 0 | 0 |  |  |  |  | 0 | 0 | 0 |  |  |  |  | 0 | 0 | 0 |  |  |  |  | 0 | 0 | 0 |  |  |  |  | 0 | 0 | 0 |  |  |  |  | 0 | 0 | 0 |  |  |  |  | 0 | 0 | 0 |  |  |  |  | 0 | 0 | 0 |  |  |  |  | 0 | 0 | 0 |  |  |  |  | 0 | 0 | 0 |  |  |  |  | 0 | 0 | 0 |  |  |  |  | 0 | 0 | 0 |  |  |  |  | 0 | 0 | 0 |  |  |  |  | 0 | 0 | 0 |  |  |  |  | 0 | 0 | 0 |  |  |  |  | 0 | 0 | 0 |  |  |  |  | 0 | 0 | 0 |  |  |  |  | 0 | 0 | 0 |  |  |  |  | 0 | 0 | 0 |  |  |  |  | 0 | 0 | 0 |  |  |  |  | 0 | 0 | 0 |  |  |  |  | 0 | 0 | 0 |  |  |  |  | 0 | 0 | 0
|  |  | 0 | 0 | 0 |  |  |  |  | 0 | 0 | 0 |  |  |  |  | 0 | 0 | 0 |  |  |  |  | 0 | 0 | 0 |  |  |  |  | 0 | 0 | 0 |  |  |  |  | 0 | 0 | 0 |  |  |  |  | 0 | 0 | 0 |  |  |  |  | 0 | 0 | 0 |  |  |  |  | 0 | 0 | 0 |  |  |  |  | 0 | 0 | 0 |  |  |  |  | 0 | 0 | 0 |  |  |  |  | 0 | 0 | 0 |  |  |  |  | 0 | 0 | 0 |  |  |  |  | 0 | 0 | 0 |  |  |  |  | 0 | 0 | 0 |  |  |  |  | 0 | 0 | 0 |  |  |  |  | 0 | 0 | 0 |  |  |  |  | 0 | 0 | 0 |  |  |  |  | 0 | 0 | 0 |  |  |  |  | 0 | 0 | 0 |  |  |  |  | 0 | 0 | 0 |  |  |  |  | 0 | 0 | 0 |  |  |  |  | 0 | 0 | 0 |  |  |  |  | 0 | 0 | 0 |  |  |  |  | 0 | 0 | 0 |  |  |  |  | 0 | 0 | 0 |  |  |  |  | 0 | 0 | 0 |  |  |  |  | 0 | 0 | 0 |  |  |  |  | 0 | 0 | 0 |  |  |  |  | 0 | 0 | 0 |  |  |  |  | 0 | 0 | 0 |  |  |  |  | 0 | 0 | 0 |  |  |  |  | 0 | 0 | 0 |  |  |  |  | 0 | 0 | 0 |  |  |  |  | 0 | 0 | 0 |  |  |  |  | 0 | 0 | 0 |  |  |  |  | 0 | 0 | 0 |  |  |  |  | 0 | 0 | 0 |  |  |  |  | 0 | 0 | 0 |  |  |  |  | 0 | 0 | 0 |  |  |  |  | 0 | 0 | 0 |  |  |  |  | 0 | 0 | 0 |  |  |  |  | 0 | 0 | 0 |  |  |  |  | 0 | 0 | 0 |  |  |  |  | 0 | 0 | 0 |  |  |  |  | 0 | 0 | 0 |  |  |  |  | 0 | 0 | 0 |  |  |  |  | 0 | 0 | 0 |  |  |  |  | 0 | 0 | 0 |  |  |  |  | 0 | 0 | 0 |  |  |  |  | 0 | 0 | 0 |  |  |  |  | 0 | 0 | 0 |  |  |  |  | 0 | 0 | 0 |  |  |  |  | 0 | 0 | 0 |  |  |  |  | 0 | 0 | 0 |  |  |  |  | 0 | 0 | 0 |  |  |  |  | 0 | 0 | 0 |  |  |  |  | 0 | 0 | 0 |  |  |  |  | 0 | 0 | 0 |  |  |  |  | 0 | 0 | 0 |  |  |  |  | 0 | 0 | 0 |  |  |  |  | 0 | 0 | 0 |  |  |  |  | 0 | 0 | 0 |  |  |  |  | 0 | 0 | 0 |  |  |  |  | 0 | 0 | 0 |  |  |  |  | 0 | 0 | 0 |  |  |  |  | 0 | 0 | 0 |  |  |  |  | 0 | 0 | 0 |  |  |  |  | 0 | 0 | 0 |  |  |  |  | 0 | 0 | 0 |  |  |  |  | 0 | 0 | 0 |  |  |  |  | 0 | 0 | 0 |  |  |  |  | 0 | 0 | 0 |  |  |  |  | 0 | 0 | 0 |  |  |  |  | 0 | 0 | 0 |  |  |  |  | 0 | 0 | 0 |  |  |  |  | 0 | 0 | 0 |  |  |  |  | 0 | 0 | 0 |  |  |  |  | 0 | 0 | 0 |  |  |  |  | 0 | 0 | 0 |  |  |  |  | 0 | 0 | 0 |  |  |  |  | 0 | 0 | 0 |  |  |  |  | 0 | 0 | 0 |  |  |  |  | 0 | 0 | 0 |  |  |  |  | 0 | 0 | 0 |  |  |  |  | 0 | 0 | 0 |  |  |  |  | 0 | 0 | 0 |  |  |  |  | 0 | 0 | 0 |  |  |  |  | 0 | 0 | 0 |  |  |  |  | 0 | 0 | 0 |  |  |  |  | 0 | 0 | 0 |  |  |  |  | 0 | 0 | 0 |  |  |  |  | 0 | 0 | 0 |  |  |  |  | 0 | 0 | 0 |  |  |  |  | 0 | 0 | 0 |  |  |  |  | 0 | 0 | 0 |  |  |  |  | 0 | 0 | 0 |  |  |  |  | 0 | 0 | 0 |  |  |  |  | 0 | 0 | 0 |  |  |  |  | 0 | 0 | 0 |  |  |  |  | 0 | 0 | 0 |  |  |  |  | 0 | 0 | 0 |  |  |  |  | 0 | 0 | 0 |  |  |  |  | 0 | 0 | 0 |  |  |  |  | 0 | 0 | 0 |  |  |  |  | 0 | 0 | 0 |  |  |  |  | 0 | 0 | 0 |  |  |  |  | 0 | 0 | 0 |  |  |  |  | 0 | 0 | 0 |  |  |  |  | 0 | 0 | 0 |  |  |  |  | 0 | 0 | 0 |  |  |  |  | 0 | 0 | 0 |  |  |  |  | 0 | 0 | 0 |  |  |  |  | 0 | 0 | 0 |  |  |  |  | 0 | 0 | 0 |  |  |  |  | 0 | 0 | 0 |  |  |  |  | 0 | 0 | 0 |  |  |  |  | 0 | 0 | 0 |  |  |  |  | 0 | 0 | 0 |  |  |  |  | 0 | 0 | 0 |  |  |  |  | 0 | 0 | 0 |  |  |  |  | 0 | 0 | 0 |  |  |  |  | 0 | 0 | 0 |  |  |  |  | 0 | 0 | 0 |  |  |  |  | 0 | 0 | 0 |  |  |  |  | 0 | 0 | 0 |  |  |  |  | 0 | 0 | 0 |  |  |  |  | 0 | 0 | 0 |  |  |  |  | 0 | 0 | 0 |  |  |  |  | 0 | 0 | 0 |  |  |  |  | 0 | 0 | 0 |  |  |  |  | 0 | 0 | 0 |  |  |  |  | 0 | 0 | 0 |  |  |  |  | 0 | 0 | 0 |  |  |  |  | 0 | 0 | 0 |  |  |  |  | 0 | 0 | 0 |  |  |  |  | 0 | 0 | 0 |  |  |  |  | 0 | 0 | 0 |  |  |  |  | 0 | 0 | 0 |  |  |  |  | 0 | 0 | 0 |  |  |  |  | 0 | 0 | 0 |  |  |  |  | 0 | 0 | 0 |  |  |  |  | 0 | 0 | 0 |  |  |  |  | 0 | 0 | 0 |  |  |  |  | 0 | 0 | 0 |  |  |  |  | 0 | 0 | 0 |  |  |  |  | 0 | 0 | 0 |  |  |  |  | 0 | 0 | 0 |  |  |  |  | 0 | 0 | 0 |  |  |  |  | 0 | 0 | 0 |  |  |  |  | 0 | 0 | 0 |  |  |  |  | 0 | 0 | 0 |  |  |  |  | 0 | 0 | 0 |  |  |  |  | 0 | 0 | 0 |  |  |  |  | 0 | 0 | 0 |  |  |  |  | 0 | 0 | 0 |  |  |  |  | 0 | 0 | 0 |  |  |  |  | 0 | 0 | 0 |  |  |  |  | 0 | 0 | 0 |  |  |  |  | 0 | 0 | 0 |  |  |  |  | 0 | 0 | 0 |  |  |  |  | 0 | 0 | 0 |  |  |  |  | 0 | 0 | 0 |  |  |  |  | 0 | 0 | 0 |  |  |  |  | 0 | 0 | 0 |  |  |  |  | 0 | 0 | 0 |  |  |  |  | 0 | 0 | 0 |  |  |  |  | 0 | 0 | 0 |  |  |  |  | 0 | 0 | 0 |  |  |  |  | 0 | 0 | 0 |  |  |  |  | 0 | 0 | 0 |  |  |  |  | 0 | 0 | 0 |  |  |  |  | 0 | 0 | 0 |  |  |  |  | 0 | 0 | 0 |  |  |  |  | 0 | 0 | 0 |  |  |  |  | 0 | 0 | 0 |  |  |  |  | 0 | 0 | 0 |  |  |  |  | 0 | 0 | 0 |  |  |  |  | 0 | 0 | 0 |  |  |  |  | 0 | 0 | 0 |  |  |  |  | 0 | 0 | 0 |  |  |  |  | 0 | 0 | 0 |  |  |  |  | 0 | 0 | 0 |  |  |  |  | 0 | 0 | 0 |  |  |  |  | 0 | 0 | 0 |  |  |  |  | 0 | 0 | 0 |  |  |  |  | 0 | 0 | 0 |  |  |  |  | 0 | 0 | 0 |  |  |  |  | 0 | 0 | 0 |  |  |  |  | 0 | 0 | 0 |  |  |  |  | 0 | 0 | 0 |  |  |  |  | 0 | 0 | 0 |  |  |  |  | 0 | 0 | 0 |  |  |  |  | 0 | 0 | 0 |  |  |  |  | 0 | 0 | 0 |  |  |  |  | 0 | 0 | 0 |  |  |  |  | 0 | 0 | 0 |  |  |  |  | 0 | 0 | 0 |  |  |  |  | 0 | 0 | 0 |  |  |  |  | 0 | 0 | 0 |  |  |  |  | 0 | 0 | 0 |  |  |  |  | 0 | 0 | 0 |  |  |  |  | 0 | 0 | 0 |  |  |  |  | 0 | 0 | 0 |  |  |  |  | 0 | 0 | 0 |  |  |  |  | 0 | 0 | 0 |  |  |  |  | 0 | 0 | 0 |  |  |  |  | 0 | 0 | 0 |  |  |  |  | 0 | 0 | 0 |  |  |  |  | 0 | 0 | 0 |  |  |  |  | 0 | 0 | 0 |  |  |  |  | 0 | 0 | 0 |  |  |  |  | 0 | 0 | 0 |  |  |  |  | 0 | 0 | 0 |  |  |  |  | 0 | 0 | 0 |  |  |  |  | 0 | 0 | 0 |  |  |  |  | 0 | 0 | 0 |  |  |  |  | 0 | 0 | 0 |  |  |  |  | 0 | 0 | 0 |  |  |  |  | 0 | 0 | 0 |  |  |  |  | 0 | 0 | 0 |  |  |  |  | 0 | 0 | 0 |  |  |  |  | 0 | 0 | 0 |  |  |  |  | 0 | 0 | 0 |  |  |  |  | 0 | 0 | 0 |  |  |  |  | 0 | 0 | 0 |  |  |  |  | 0 | 0 | 0 |  |  |  |  | 0 | 0 | 0 |  |  |  |  | 0 | 0 | 0 |  |  |  |  | 0 | 0 | 0 |  |  |  |  | 0 | 0 | 0 |  |  |  |  | 0 | 0 | 0 |  |  |  |  | 0 | 0 | 0 |  |  |  |  | 0 | 0 | 0 |  |  |  |  | 0 | 0 | 0 |  |  |  |  | 0 | 0 | 0 |  |  |  |  | 0 | 0 | 0 |  |  |  |  | 0 | 0 | 0 |  |  |  |  | 0 | 0 | 0 |  |  |  |  | 0 | 0 | 0 |  |  |  |  | 0 | 0 | 0 |  |  |  |  | 0 | 0 | 0 |  |  |  |  | 0 | 0 | 0 |  |  |  |  | 0 | 0 | 0 |  |  |  |  | 0 | 0 | 0 |  |  |  |  | 0 | 0 | 0 |  |  |  |  | 0 | 0 | 0 |  |  |  |  | 0 | 0 | 0 |  |  |  |  | 0 | 0 | 0 |  |  |  |  | 0 | 0 | 0 |  |  |  |  | 0 | 0 | 0 |  |  |  |  | 0 | 0 | 0 |  |  |  |  | 0 | 0 | 0 |  |  |  |  | 0 | 0 | 0 |  |  |  |  | 0 | 0 | 0 |  |  |  |  | 0 | 0 | 0 |  |  |  |  | 0 | 0 | 0 |  |  |  |  | 0 | 0 | 0 |  |  |  |  | 0 | 0 | 0 |  |  |  |  | 0 | 0 | 0 |  |  |  |  | 0 | 0 | 0 |  |  |  |  | 0 | 0 | 0 |  |  |  |  | 0 | 0 | 0 |  |  |  |  | 0 | 0 | 0 |  |  |  |  | 0 | 0 | 0 |  |  |  |  | 0 | 0 | 0 |  |  |  |  | 0 | 0 | 0 |  |  |  |  | 0 | 0 | 0 |  |  |  |  | 0 | 0 | 0 |  |  |  |  | 0 | 0 | 0 |  |  |  |  | 0 | 0 | 0 |  |  |  |  | 0 | 0 | 0 |  |  |  |  | 0 | 0 | 0 |  |  |  |  | 0 | 0 | 0 |  |  |  |  | 0 | 0 | 0 |  |  |  |  | 0 | 0 | 0 |  |  |  |  | 0 | 0 | 0 |  |  |  |  | 0 | 0 | 0 |  |  |  |  | 0 | 0 | 0 |  |  |  |  | 0 | 0 | 0 |  |  |  |  | 0 | 0 | 0 |  |  |  |  | 0 | 0 | 0 |  |  |  |  | 0 | 0 | 0 |  |  |  |  | 0 | 0 | 0 |  |  |  |  | 0 | 0 | 0 |  |  |  |  | 0 | 0 | 0 |  |  |  |  | 0 | 0 | 0 |  |  |  |  | 0 | 0 | 0 |  |  |  |  | 0 | 0 | 0
|  |  | 0 | 0 | 0 |  |  |  |  | 0 | 0 | 0 |  |  |  |  | 0 | 0 | 0 |  |  |  |  | 0 | 0 | 0 |  |  |  |  | 0 | 0 | 0 |  |  |  |  | 0 | 0 | 0 |  |  |  |  | 0 | 0 | 0 |  |  |  |  | 0 | 0 | 0 |  |  |  |  | 0 | 0 | 0 |  |  |  |  | 0 | 0 | 0 |  |  |  |  | 0 | 0 | 0 |  |  |  |  | 0 | 0 | 0 |  |  |  |  | 0 | 0 | 0 |  |  |  |  | 0 | 0 | 0 |  |  |  |  | 0 | 0 | 0 |  |  |  |  | 0 | 0 | 0 |  |  |  |  | 0 | 0 | 0 |  |  |  |  | 0 | 0 | 0 |  |  |  |  | 0 | 0 | 0 |  |  |  |  | 0 | 0 | 0 |  |  |  |  | 0 | 0 | 0 |  |  |  |  | 0 | 0 | 0 |  |  |  |  | 0 | 0 | 0 |  |  |  |  | 0 | 0 | 0 |  |  |  |  | 0 | 0 | 0 |  |  |  |  | 0 | 0 | 0 |  |  |  |  | 0 | 0 | 0 |  |  |  |  | 0 | 0 | 0 |  |  |  |  | 0 | 0 | 0 |  |  |  |  | 0 | 0 | 0 |  |  |  |  | 0 | 0 | 0 |  |  |  |  | 0 | 0 | 0 |  |  |  |  | 0 | 0 | 0 |  |  |  |  | 0 | 0 | 0 |  |  |  |  | 0 | 0 | 0 |  |  |  |  | 0 | 0 | 0 |  |  |  |  | 0 | 0 | 0 |  |  |  |  | 0 | 0 | 0 |  |  |  |  | 0 | 0 | 0 |  |  |  |  | 0 | 0 | 0 |  |  |  |  | 0 | 0 | 0 |  |  |  |  | 0 | 0 | 0 |  |  |  |  | 0 | 0 | 0 |  |  |  |  | 0 | 0 | 0 |  |  |  |  | 0 | 0 | 0 |  |  |  |  | 0 | 0 | 0 |  |  |  |  | 0 | 0 | 0 |  |  |  |  | 0 | 0 | 0 |  |  |  |  | 0 | 0 | 0 |  |  |  |  | 0 | 0 | 0 |  |  |  |  | 0 | 0 | 0 |  |  |  |  | 0 | 0 | 0 |  |  |  |  | 0 | 0 | 0 |  |  |  |  | 0 | 0 | 0 |  |  |  |  | 0 | 0 | 0 |  |  |  |  | 0 | 0 | 0 |  |  |  |  | 0 | 0 | 0 |  |  |  |  | 0 | 0 | 0 |  |  |  |  | 0 | 0 | 0 |  |  |  |  | 0 | 0 | 0 |  |  |  |  | 0 | 0 | 0 |  |  |  |  | 0 | 0 | 0 |  |  |  |  | 0 | 0 | 0 |  |  |  |  | 0 | 0 | 0 |  |  |  |  | 0 | 0 | 0 |  |  |  |  | 0 | 0 | 0 |  |  |  |  | 0 | 0 | 0 |  |  |  |  | 0 | 0 | 0 |  |  |  |  | 0 | 0 | 0 |  |  |  |  | 0 | 0 | 0 |  |  |  |  | 0 | 0 | 0 |  |  |  |  | 0 | 0 | 0 |  |  |  |  | 0 | 0 | 0 |  |  |  |  | 0 | 0 | 0 |  |  |  |  | 0 | 0 | 0 |  |  |  |  | 0 | 0 | 0 |  |  |  |  | 0 | 0 | 0 |  |  |  |  | 0 | 0 | 0 |  |  |  |  | 0 | 0 | 0 |  |  |  |  | 0 | 0 | 0 |  |  |  |  | 0 | 0 | 0 |  |  |  |  | 0 | 0 | 0 |  |  |  |  | 0 | 0 | 0 |  |  |  |  | 0 | 0 | 0 |  |  |  |  | 0 | 0 | 0 |  |  |  |  | 0 | 0 | 0 |  |  |  |  | 0 | 0 | 0 |  |  |  |  | 0 | 0 | 0 |  |  |  |  | 0 | 0 | 0 |  |  |  |  | 0 | 0 | 0 |  |  |  |  | 0 | 0 | 0 |  |  |  |  | 0 | 0 | 0 |  |  |  |  | 0 | 0 | 0 |  |  |  |  | 0 | 0 | 0 |  |  |  |  | 0 | 0 | 0 |  |  |  |  | 0 | 0 | 0 |  |  |  |  | 0 | 0 | 0 |  |  |  |  | 0 | 0 | 0 |  |  |  |  | 0 | 0 | 0 |  |  |  |  | 0 | 0 | 0 |  |  |  |  | 0 | 0 | 0 |  |  |  |  | 0 | 0 | 0 |  |  |  |  | 0 | 0 | 0 |  |  |  |  | 0 | 0 | 0 |  |  |  |  | 0 | 0 | 0 |  |  |  |  | 0 | 0 | 0 |  |  |  |  | 0 | 0 | 0 |  |  |  |  | 0 | 0 | 0 |  |  |  |  | 0 | 0 | 0 |  |  |  |  | 0 | 0 | 0 |  |  |  |  | 0 | 0 | 0 |  |  |  |  | 0 | 0 | 0 |  |  |  |  | 0 | 0 | 0 |  |  |  |  | 0 | 0 | 0 |  |  |  |  | 0 | 0 | 0 |  |  |  |  | 0 | 0 | 0 |  |  |  |  | 0 | 0 | 0 |  |  |  |  | 0 | 0 | 0 |  |  |  |  | 0 | 0 | 0 |  |  |  |  | 0 | 0 | 0 |  |  |  |  | 0 | 0 | 0 |  |  |  |  | 0 | 0 | 0 |  |  |  |  | 0 | 0 | 0 |  |  |  |  | 0 | 0 | 0 |  |  |  |  | 0 | 0 | 0 |  |  |  |  | 0 | 0 | 0 |  |  |  |  | 0 | 0 | 0 |  |  |  |  | 0 | 0 | 0 |  |  |  |  | 0 | 0 | 0 |  |  |  |  | 0 | 0 | 0 |  |  |  |  | 0 | 0 | 0 |  |  |  |  | 0 | 0 | 0 |  |  |  |  | 0 | 0 | 0 |  |  |  |  | 0 | 0 | 0 |  |  |  |  | 0 | 0 | 0 |  |  |  |  | 0 | 0 | 0 |  |  |  |  | 0 | 0 | 0 |  |  |  |  | 0 | 0 | 0 |  |  |  |  | 0 | 0 | 0 |  |  |  |  | 0 | 0 | 0 |  |  |  |  | 0 | 0 | 0 |  |  |  |  | 0 | 0 | 0 |  |  |  |  | 0 | 0 | 0 |  |  |  |  | 0 | 0 | 0 |  |  |  |  | 0 | 0 | 0 |  |  |  |  | 0 | 0 | 0 |  |  |  |  | 0 | 0 | 0 |  |  |  |  | 0 | 0 | 0 |  |  |  |  | 0 | 0 | 0 |  |  |  |  | 0 | 0 | 0 |  |  |  |  | 0 | 0 | 0 |  |  |  |  | 0 | 0 | 0 |  |  |  |  | 0 | 0 | 0 |  |  |  |  | 0 | 0 | 0 |  |  |  |  | 0 | 0 | 0 |  |  |  |  | 0 | 0 | 0 |  |  |  |  | 0 | 0 | 0 |  |  |  |  | 0 | 0 | 0 |  |  |  |  | 0 | 0 | 0 |  |  |  |  | 0 | 0 | 0 |  |  |  |  | 0 | 0 | 0 |  |  |  |  | 0 | 0 | 0 |  |  |  |  | 0 | 0 | 0 |  |  |  |  | 0 | 0 | 0 |  |  |  |  | 0 | 0 | 0 |  |  |  |  | 0 | 0 | 0 |  |  |  |  | 0 | 0 | 0 |  |  |  |  | 0 | 0 | 0 |  |  |  |  | 0 | 0 | 0 |  |  |  |  | 0 | 0 | 0 |  |  |  |  | 0 | 0 | 0 |  |  |  |  | 0 | 0 | 0 |  |  |  |  | 0 | 0 | 0 |  |  |  |  | 0 | 0 | 0 |  |  |  |  | 0 | 0 | 0 |  |  |  |  | 0 | 0 | 0 |  |  |  |  | 0 | 0 | 0 |  |  |  |  | 0 | 0 | 0 |  |  |  |  | 0 | 0 | 0 |  |  |  |  | 0 | 0 | 0 |  |  |  |  | 0 | 0 | 0 |  |  |  |  | 0 | 0 | 0 |  |  |  |  | 0 | 0 | 0 |  |  |  |  | 0 | 0 | 0 |  |  |  |  | 0 | 0 | 0 |  |  |  |  | 0 | 0 | 0 |  |  |  |  | 0 | 0 | 0 |  |  |  |  | 0 | 0 | 0 |  |  |  |  | 0 | 0 | 0 |  |  |  |  | 0 | 0 | 0 |  |  |  |  | 0 | 0 | 0 |  |  |  |  | 0 | 0 | 0 |  |  |  |  | 0 | 0 | 0 |  |  |  |  | 0 | 0 | 0 |  |  |  |  | 0 | 0 | 0 |  |  |  |  | 0 | 0 | 0 |  |  |  |  | 0 | 0 | 0 |  |  |  |  | 0 | 0 | 0 |  |  |  |  | 0 | 0 | 0 |  |  |  |  | 0 | 0 | 0 |  |  |  |  | 0 | 0 | 0 |  |  |  |  | 0 | 0 | 0 |  |  |  |  | 0 | 0 | 0 |  |  |  |  | 0 | 0 | 0 |  |  |  |  | 0 | 0 | 0 |  |  |  |  | 0 | 0 | 0 |  |  |  |  | 0 | 0 | 0 |  |  |  |  | 0 | 0 | 0 |  |  |  |  | 0 | 0 | 0 |  |  |  |  | 0 | 0 | 0 |  |  |  |  | 0 | 0 | 0 |  |  |  |  | 0 | 0 | 0 |  |  |  |  | 0 | 0 | 0 |  |  |  |  | 0 | 0 | 0 |  |  |  |  | 0 | 0 | 0 |  |  |  |  | 0 | 0 | 0 |  |  |  |  | 0 | 0 | 0 |  |  |  |  | 0 | 0 | 0 |  |  |  |  | 0 | 0 | 0 |  |  |  |  | 0 | 0 | 0 |  |  |  |  | 0 | 0 | 0 |  |  |  |  | 0 | 0 | 0 |  |  |  |  | 0 | 0 | 0 |  |  |  |  | 0 | 0 | 0 |  |  |  |  | 0 | 0 | 0 |  |  |  |  | 0 | 0 | 0 |  |  |  |  | 0 | 0 | 0 |  |  |  |  | 0 | 0 | 0 |  |  |  |  | 0 | 0 | 0 |  |  |  |  | 0 | 0 | 0 |  |  |  |  | 0 | 0 | 0 |  |  |  |  | 0 | 0 | 0 |  |  |  |  | 0 | 0 | 0 |  |  |  |  | 0 | 0 | 0 |  |  |  |  | 0 | 0 | 0 |  |  |  |  | 0 | 0 | 0 |  |  |  |  | 0 | 0 | 0 |  |  |  |  | 0 | 0 | 0 |  |  |  |  | 0 | 0 | 0 |  |  |  |  | 0 | 0 | 0 |  |  |  |  | 0 | 0 | 0 |  |  |  |  | 0 | 0 | 0 |  |  |  |  | 0 | 0 | 0 |  |  |  |  | 0 | 0 | 0 |  |  |  |  | 0 | 0 | 0 |  |  |  |  | 0 | 0 | 0 |  |  |  |  | 0 | 0 | 0 |  |  |  |  | 0 | 0 | 0 |  |  |  |  | 0 | 0 | 0 |  |  |  |  | 0 | 0 | 0 |  |  |  |  | 0 | 0 | 0 |  |  |  |  | 0 | 0 | 0 |  |  |  |  | 0 | 0 | 0 |  |  |  |  | 0 | 0 | 0 |  |  |  |  | 0 | 0 | 0 |  |  |  |  | 0 | 0 | 0 |  |  |  |  | 0 | 0 | 0 |  |  |  |  | 0 | 0 | 0 |  |  |  |  | 0 | 0 | 0 |  |  |  |  | 0 | 0 | 0 |  |  |  |  | 0 | 0 | 0 |  |  |  |  | 0 | 0 | 0 |  |  |  |  | 0 | 0 | 0 |  |  |  |  | 0 | 0 | 0 |  |  |  |  | 0 | 0 | 0 |  |  |  |  | 0 | 0 | 0 |  |  |  |  | 0 | 0 | 0 |  |  |  |  | 0 | 0 | 0 |  |  |  |  | 0 | 0 | 0 |  |  |  |  | 0 | 0 | 0 |  |  |  |  | 0 | 0 | 0 |  |  |  |  | 0 | 0 | 0 |  |  |  |  | 0 | 0 | 0 |  |  |  |  | 0 | 0 | 0 |  |  |  |  | 0 | 0 | 0 |  |  |  |  | 0 | 0 | 0 |  |  |  |  | 0 | 0 | 0 |  |  |  |  | 0 | 0 | 0 |  |  |  |  | 0 | 0 | 0 |  |  |  |  | 0 | 0 | 0 |  |  |  |  | 0 | 0 | 0 |  |  |  |  | 0 | 0 | 0 |  |  |  |  | 0 | 0 | 0 |  |  |  |  | 0 | 0 | 0 |  |  |  |  | 0 | 0 | 0 |  |  |  |  | 0 | 0 | 0 |  |  |  |  | 0 | 0 | 0 |  |  |  |  | 0 | 0 | 0 |  |  |  |  | 0 | 0 | 0
|  |  | 0 | 0 | 0 |  |  |  |  | 0 | 0 | 0 |  |  |  |  | 0 | 0 | 0 |  |  |  |  | 0 | 0 | 0 |  |  |  |  | 0 | 0 | 0 |  |  |  |  | 0 | 0 | 0 |  |  |  |  | 0 | 0 | 0 |  |  |  |  | 0 | 0 | 0 |  |  |  |  | 0 | 0 | 0 |  |  |  |  | 0 | 0 | 0 |  |  |  |  | 0 | 0 | 0 |  |  |  |  | 0 | 0 | 0 |  |  |  |  | 0 | 0 | 0 |  |  |  |  | 0 | 0 | 0 |  |  |  |  | 0 | 0 | 0 |  |  |  |  | 0 | 0 | 0 |  |  |  |  | 0 | 0 | 0 |  |  |  |  | 0 | 0 | 0 |  |  |  |  | 0 | 0 | 0 |  |  |  |  | 0 | 0 | 0 |  |  |  |  | 0 | 0 | 0 |  |  |  |  | 0 | 0 | 0 |  |  |  |  | 0 | 0 | 0 |  |  |  |  | 0 | 0 | 0 |  |  |  |  | 0 | 0 | 0 |  |  |  |  | 0 | 0 | 0 |  |  |  |  | 0 | 0 | 0 |  |  |  |  | 0 | 0 | 0 |  |  |  |  | 0 | 0 | 0 |  |  |  |  | 0 | 0 | 0 |  |  |  |  | 0 | 0 | 0 |  |  |  |  | 0 | 0 | 0 |  |  |  |  | 0 | 0 | 0 |  |  |  |  | 0 | 0 | 0 |  |  |  |  | 0 | 0 | 0 |  |  |  |  | 0 | 0 | 0 |  |  |  |  | 0 | 0 | 0 |  |  |  |  | 0 | 0 | 0 |  |  |  |  | 0 | 0 | 0 |  |  |  |  | 0 | 0 | 0 |  |  |  |  | 0 | 0 | 0 |  |  |  |  | 0 | 0 | 0 |  |  |  |  | 0 | 0 | 0 |  |  |  |  | 0 | 0 | 0 |  |  |  |  | 0 | 0 | 0 |  |  |  |  | 0 | 0 | 0 |  |  |  |  | 0 | 0 | 0 |  |  |  |  | 0 | 0 | 0 |  |  |  |  | 0 | 0 | 0 |  |  |  |  | 0 | 0 | 0 |  |  |  |  | 0 | 0 | 0 |  |  |  |  | 0 | 0 | 0 |  |  |  |  | 0 | 0 | 0 |  |  |  |  | 0 | 0 | 0 |  |  |  |  | 0 | 0 | 0 |  |  |  |  | 0 | 0 | 0 |  |  |  |  | 0 | 0 | 0 |  |  |  |  | 0 | 0 | 0 |  |  |  |  | 0 | 0 | 0 |  |  |  |  | 0 | 0 | 0 |  |  |  |  | 0 | 0 | 0 |  |  |  |  | 0 | 0 | 0 |  |  |  |  | 0 | 0 | 0 |  |  |  |  | 0 | 0 | 0 |  |  |  |  | 0 | 0 | 0 |  |  |  |  | 0 | 0 | 0 |  |  |  |  | 0 | 0 | 0 |  |  |  |  | 0 | 0 | 0 |  |  |  |  | 0 | 0 | 0 |  |  |  |  | 0 | 0 | 0 |  |  |  |  | 0 | 0 | 0 |  |  |  |  | 0 | 0 | 0 |  |  |  |  | 0 | 0 | 0 |  |  |  |  | 0 | 0 | 0 |  |  |  |  | 0 | 0 | 0 |  |  |  |  | 0 | 0 | 0 |  |  |  |  | 0 | 0 | 0 |  |  |  |  | 0 | 0 | 0 |  |  |  |  | 0 | 0 | 0 |  |  |  |  | 0 | 0 | 0 |  |  |  |  | 0 | 0 | 0 |  |  |  |  | 0 | 0 | 0 |  |  |  |  | 0 | 0 | 0 |  |  |  |  | 0 | 0 | 0 |  |  |  |  | 0 | 0 | 0 |  |  |  |  | 0 | 0 | 0 |  |  |  |  | 0 | 0 | 0 |  |  |  |  | 0 | 0 | 0 |  |  |  |  | 0 | 0 | 0 |  |  |  |  | 0 | 0 | 0 |  |  |  |  | 0 | 0 | 0 |  |  |  |  | 0 | 0 | 0 |  |  |  |  | 0 | 0 | 0 |  |  |  |  | 0 | 0 | 0 |  |  |  |  | 0 | 0 | 0 |  |  |  |  | 0 | 0 | 0 |  |  |  |  | 0 | 0 | 0 |  |  |  |  | 0 | 0 | 0 |  |  |  |  | 0 | 0 | 0 |  |  |  |  | 0 | 0 | 0 |  |  |  |  | 0 | 0 | 0 |  |  |  |  | 0 | 0 | 0 |  |  |  |  | 0 | 0 | 0 |  |  |  |  | 0 | 0 | 0 |  |  |  |  | 0 | 0 | 0 |  |  |  |  | 0 | 0 | 0 |  |  |  |  | 0 | 0 | 0 |  |  |  |  | 0 | 0 | 0 |  |  |  |  | 0 | 0 | 0 |  |  |  |  | 0 | 0 | 0 |  |  |  |  | 0 | 0 | 0 |  |  |  |  | 0 | 0 | 0 |  |  |  |  | 0 | 0 | 0 |  |  |  |  | 0 | 0 | 0 |  |  |  |  | 0 | 0 | 0 |  |  |  |  | 0 | 0 | 0 |  |  |  |  | 0 | 0 | 0 |  |  |  |  | 0 | 0 | 0 |  |  |  |  | 0 | 0 | 0 |  |  |  |  | 0 | 0 | 0 |  |  |  |  | 0 | 0 | 0 |  |  |  |  | 0 | 0 | 0 |  |  |  |  | 0 | 0 | 0 |  |  |  |  | 0 | 0 | 0 |  |  |  |  | 0 | 0 | 0 |  |  |  |  | 0 | 0 | 0 |  |  |  |  | 0 | 0 | 0 |  |  |  |  | 0 | 0 | 0 |  |  |  |  | 0 | 0 | 0 |  |  |  |  | 0 | 0 | 0 |  |  |  |  | 0 | 0 | 0 |  |  |  |  | 0 | 0 | 0 |  |  |  |  | 0 | 0 | 0 |  |  |  |  | 0 | 0 | 0 |  |  |  |  | 0 | 0 | 0 |  |  |  |  | 0 | 0 | 0 |  |  |  |  | 0 | 0 | 0 |  |  |  |  | 0 | 0 | 0 |  |  |  |  | 0 | 0 | 0 |  |  |  |  | 0 | 0 | 0 |  |  |  |  | 0 | 0 | 0 |  |  |  |  | 0 | 0 | 0 |  |  |  |  | 0 | 0 | 0 |  |  |  |  | 0 | 0 | 0 |  |  |  |  | 0 | 0 | 0 |  |  |  |  | 0 | 0 | 0 |  |  |  |  | 0 | 0 | 0 |  |  |  |  | 0 | 0 | 0 |  |  |  |  | 0 | 0 | 0 |  |  |  |  | 0 | 0 | 0 |  |  |  |  | 0 | 0 | 0 |  |  |  |  | 0 | 0 | 0 |  |  |  |  | 0 | 0 | 0 |  |  |  |  | 0 | 0 | 0 |  |  |  |  | 0 | 0 | 0 |  |  |  |  | 0 | 0 | 0 |  |  |  |  | 0 | 0 | 0 |  |  |  |  | 0 | 0 | 0 |  |  |  |  | 0 | 0 | 0 |  |  |  |  | 0 | 0 | 0 |  |  |  |  | 0 | 0 | 0 |  |  |  |  | 0 | 0 | 0 |  |  |  |  | 0 | 0 | 0 |  |  |  |  | 0 | 0 | 0 |  |  |  |  | 0 | 0 | 0 |  |  |  |  | 0 | 0 | 0 |  |  |  |  | 0 | 0 | 0 |  |  |  |  | 0 | 0 | 0 |  |  |  |  | 0 | 0 | 0 |  |  |  |  | 0 | 0 | 0 |  |  |  |  | 0 | 0 | 0 |  |  |  |  | 0 | 0 | 0 |  |  |  |  | 0 | 0 | 0 |  |  |  |  | 0 | 0 | 0 |  |  |  |  | 0 | 0 | 0 |  |  |  |  | 0 | 0 | 0 |  |  |  |  | 0 | 0 | 0 |  |  |  |  | 0 | 0 | 0 |  |  |  |  | 0 | 0 | 0 |  |  |  |  | 0 | 0 | 0 |  |  |  |  | 0 | 0 | 0 |  |  |  |  | 0 | 0 | 0 |  |  |  |  | 0 | 0 | 0 |  |  |  |  | 0 | 0 | 0 |  |  |  |  | 0 | 0 | 0 |  |  |  |  | 0 | 0 | 0 |  |  |  |  | 0 | 0 | 0 |  |  |  |  | 0 | 0 | 0 |  |  |  |  | 0 | 0 | 0 |  |  |  |  | 0 | 0 | 0 |  |  |  |  | 0 | 0 | 0 |  |  |  |  | 0 | 0 | 0 |  |  |  |  | 0 | 0 | 0 |  |  |  |  | 0 | 0 | 0 |  |  |  |  | 0 | 0 | 0 |  |  |  |  | 0 | 0 | 0 |  |  |  |  | 0 | 0 | 0 |  |  |  |  | 0 | 0 | 0 |  |  |  |  | 0 | 0 | 0 |  |  |  |  | 0 | 0 | 0 |  |  |  |  | 0 | 0 | 0 |  |  |  |  | 0 | 0 | 0 |  |  |  |  | 0 | 0 | 0 |  |  |  |  | 0 | 0 | 0 |  |  |  |  | 0 | 0 | 0 |  |  |  |  | 0 | 0 | 0 |  |  |  |  | 0 | 0 | 0 |  |  |  |  | 0 | 0 | 0 |  |  |  |  | 0 | 0 | 0 |  |  |  |  | 0 | 0 | 0 |  |  |  |  | 0 | 0 | 0 |  |  |  |  | 0 | 0 | 0 |  |  |  |  | 0 | 0 | 0 |  |  |  |  | 0 | 0 | 0 |  |  |  |  | 0 | 0 | 0 |  |  |  |  | 0 | 0 | 0 |  |  |  |  | 0 | 0 | 0 |  |  |  |  | 0 | 0 | 0 |  |  |  |  | 0 | 0 | 0 |  |  |  |  | 0 | 0 | 0 |  |  |  |  | 0 | 0 | 0 |  |  |  |  | 0 | 0 | 0 |  |  |  |  | 0 | 0 | 0 |  |  |  |  | 0 | 0 | 0 |  |  |  |  | 0 | 0 | 0 |  |  |  |  | 0 | 0 | 0 |  |  |  |  | 0 | 0 | 0 |  |  |  |  | 0 | 0 | 0 |  |  |  |  | 0 | 0 | 0 |  |  |  |  | 0 | 0 | 0 |  |  |  |  | 0 | 0 | 0 |  |  |  |  | 0 | 0 | 0 |  |  |  |  | 0 | 0 | 0 |  |  |  |  | 0 | 0 | 0 |  |  |  |  | 0 | 0 | 0 |  |  |  |  | 0 | 0 | 0 |  |  |  |  | 0 | 0 | 0 |  |  |  |  | 0 | 0 | 0 |  |  |  |  | 0 | 0 | 0 |  |  |  |  | 0 | 0 | 0 |  |  |  |  | 0 | 0 | 0 |  |  |  |  | 0 | 0 | 0 |  |  |  |  | 0 | 0 | 0 |  |  |  |  | 0 | 0 | 0 |  |  |  |  | 0 | 0 | 0 |  |  |  |  | 0 | 0 | 0 |  |  |  |  | 0 | 0 | 0 |  |  |  |  | 0 | 0 | 0 |  |  |  |  | 0 | 0 | 0 |  |  |  |  | 0 | 0 | 0 |  |  |  |  | 0 | 0 | 0 |  |  |  |  | 0 | 0 | 0 |  |  |  |  | 0 | 0 | 0 |  |  |  |  | 0 | 0 | 0 |  |  |  |  | 0 | 0 | 0 |  |  |  |  | 0 | 0 | 0 |  |  |  |  | 0 | 0 | 0 |  |  |  |  | 0 | 0 | 0 |  |  |  |  | 0 | 0 | 0 |  |  |  |  | 0 | 0 | 0 |  |  |  |  | 0 | 0 | 0 |  |  |  |  | 0 | 0 | 0 |  |  |  |  | 0 | 0 | 0 |  |  |  |  | 0 | 0 | 0 |  |  |  |  | 0 | 0 | 0 |  |  |  |  | 0 | 0 | 0 |  |  |  |  | 0 | 0 | 0 |  |  |  |  | 0 | 0 | 0 |  |  |  |  | 0 | 0 | 0 |  |  |  |  | 0 | 0 | 0 |  |  |  |  | 0 | 0 | 0 |  |  |  |  | 0 | 0 | 0 |  |  |  |  | 0 | 0 | 0 |  |  |  |  | 0 | 0 | 0 |  |  |  |  | 0 | 0 | 0 |  |  |  |  | 0 | 0 | 0 |  |  |  |  | 0 | 0 | 0 |  |  |  |  | 0 | 0 | 0 |  |  |  |  | 0 | 0 | 0 |  |  |  |  | 0 | 0 | 0 |  |  |  |  | 0 | 0 | 0 |  |  |  |  | 0 | 0 | 0 |  |  |  |  | 0 | 0 | 0 |  |  |  |  | 0 | 0 | 0 |  |  |  |  | 0 | 0 | 0 |  |  |  |  | 0 | 0 | 0 |  |  |  |  | 0 | 0 | 0 |  |  |  |  | 0 | 0 | 0 |  |  |  |  | 0 | 0 | 0
|  |  | 0 | 0 | 0 |  |  |  |  | 0 | 0 | 0 |  |  |  |  | 0 | 0 | 0 |  |  |  |  | 0 | 0 | 0 |  |  |  |  | 0 | 0 | 0 |  |  |  |  | 0 | 0 | 0 |  |  |  |  | 0 | 0 | 0 |  |  |  |  | 0 | 0 | 0 |  |  |  |  | 0 | 0 | 0 |  |  |  |  | 0 | 0 | 0 |  |  |  |  | 0 | 0 | 0 |  |  |  |  | 0 | 0 | 0 |  |  |  |  | 0 | 0 | 0 |  |  |  |  | 0 | 0 | 0 |  |  |  |  | 0 | 0 | 0 |  |  |  |  | 0 | 0 | 0 |  |  |  |  | 0 | 0 | 0 |  |  |  |  | 0 | 0 | 0 |  |  |  |  | 0 | 0 | 0 |  |  |  |  | 0 | 0 | 0 |  |  |  |  | 0 | 0 | 0 |  |  |  |  | 0 | 0 | 0 |  |  |  |  | 0 | 0 | 0 |  |  |  |  | 0 | 0 | 0 |  |  |  |  | 0 | 0 | 0 |  |  |  |  | 0 | 0 | 0 |  |  |  |  | 0 | 0 | 0 |  |  |  |  | 0 | 0 | 0 |  |  |  |  | 0 | 0 | 0 |  |  |  |  | 0 | 0 | 0 |  |  |  |  | 0 | 0 | 0 |  |  |  |  | 0 | 0 | 0 |  |  |  |  | 0 | 0 | 0 |  |  |  |  | 0 | 0 | 0 |  |  |  |  | 0 | 0 | 0 |  |  |  |  | 0 | 0 | 0 |  |  |  |  | 0 | 0 | 0 |  |  |  |  | 0 | 0 | 0 |  |  |  |  | 0 | 0 | 0 |  |  |  |  | 0 | 0 | 0 |  |  |  |  | 0 | 0 | 0 |  |  |  |  | 0 | 0 | 0 |  |  |  |  | 0 | 0 | 0 |  |  |  |  | 0 | 0 | 0 |  |  |  |  | 0 | 0 | 0 |  |  |  |  | 0 | 0 | 0 |  |  |  |  | 0 | 0 | 0 |  |  |  |  | 0 | 0 | 0 |  |  |  |  | 0 | 0 | 0 |  |  |  |  | 0 | 0 | 0 |  |  |  |  | 0 | 0 | 0 |  |  |  |  | 0 | 0 | 0 |  |  |  |  | 0 | 0 | 0 |  |  |  |  | 0 | 0 | 0 |  |  |  |  | 0 | 0 | 0 |  |  |  |  | 0 | 0 | 0 |  |  |  |  | 0 | 0 | 0 |  |  |  |  | 0 | 0 | 0 |  |  |  |  | 0 | 0 | 0 |  |  |  |  | 0 | 0 | 0 |  |  |  |  | 0 | 0 | 0 |  |  |  |  | 0 | 0 | 0 |  |  |  |  | 0 | 0 | 0 |  |  |  |  | 0 | 0 | 0 |  |  |  |  | 0 | 0 | 0 |  |  |  |  | 0 | 0 | 0 |  |  |  |  | 0 | 0 | 0 |  |  |  |  | 0 | 0 | 0 |  |  |  |  | 0 | 0 | 0 |  |  |  |  | 0 | 0 | 0 |  |  |  |  | 0 | 0 | 0 |  |  |  |  | 0 | 0 | 0 |  |  |  |  | 0 | 0 | 0 |  |  |  |  | 0 | 0 | 0 |  |  |  |  | 0 | 0 | 0 |  |  |  |  | 0 | 0 | 0 |  |  |  |  | 0 | 0 | 0 |  |  |  |  | 0 | 0 | 0 |  |  |  |  | 0 | 0 | 0 |  |  |  |  | 0 | 0 | 0 |  |  |  |  | 0 | 0 | 0 |  |  |  |  | 0 | 0 | 0 |  |  |  |  | 0 | 0 | 0 |  |  |  |  | 0 | 0 | 0 |  |  |  |  | 0 | 0 | 0 |  |  |  |  | 0 | 0 | 0 |  |  |  |  | 0 | 0 | 0 |  |  |  |  | 0 | 0 | 0 |  |  |  |  | 0 | 0 | 0 |  |  |  |  | 0 | 0 | 0 |  |  |  |  | 0 | 0 | 0 |  |  |  |  | 0 | 0 | 0 |  |  |  |  | 0 | 0 | 0 |  |  |  |  | 0 | 0 | 0 |  |  |  |  | 0 | 0 | 0 |  |  |  |  | 0 | 0 | 0 |  |  |  |  | 0 | 0 | 0 |  |  |  |  | 0 | 0 | 0 |  |  |  |  | 0 | 0 | 0 |  |  |  |  | 0 | 0 | 0 |  |  |  |  | 0 | 0 | 0 |  |  |  |  | 0 | 0 | 0 |  |  |  |  | 0 | 0 | 0 |  |  |  |  | 0 | 0 | 0 |  |  |  |  | 0 | 0 | 0 |  |  |  |  | 0 | 0 | 0 |  |  |  |  | 0 | 0 | 0 |  |  |  |  | 0 | 0 | 0 |  |  |  |  | 0 | 0 | 0 |  |  |  |  | 0 | 0 | 0 |  |  |  |  | 0 | 0 | 0 |  |  |  |  | 0 | 0 | 0 |  |  |  |  | 0 | 0 | 0 |  |  |  |  | 0 | 0 | 0 |  |  |  |  | 0 | 0 | 0 |  |  |  |  | 0 | 0 | 0 |  |  |  |  | 0 | 0 | 0 |  |  |  |  | 0 | 0 | 0 |  |  |  |  | 0 | 0 | 0 |  |  |  |  | 0 | 0 | 0 |  |  |  |  | 0 | 0 | 0 |  |  |  |  | 0 | 0 | 0 |  |  |  |  | 0 | 0 | 0 |  |  |  |  | 0 | 0 | 0 |  |  |  |  | 0 | 0 | 0 |  |  |  |  | 0 | 0 | 0 |  |  |  |  | 0 | 0 | 0 |  |  |  |  | 0 | 0 | 0 |  |  |  |  | 0 | 0 | 0 |  |  |  |  | 0 | 0 | 0 |  |  |  |  | 0 | 0 | 0 |  |  |  |  | 0 | 0 | 0 |  |  |  |  | 0 | 0 | 0 |  |  |  |  | 0 | 0 | 0 |  |  |  |  | 0 | 0 | 0 |  |  |  |  | 0 | 0 | 0 |  |  |  |  | 0 | 0 | 0 |  |  |  |  | 0 | 0 | 0 |  |  |  |  | 0 | 0 | 0 |  |  |  |  | 0 | 0 | 0 |  |  |  |  | 0 | 0 | 0 |  |  |  |  | 0 | 0 | 0 |  |  |  |  | 0 | 0 | 0 |  |  |  |  | 0 | 0 | 0 |  |  |  |  | 0 | 0 | 0 |  |  |  |  | 0 | 0 | 0 |  |  |  |  | 0 | 0 | 0 |  |  |  |  | 0 | 0 | 0 |  |  |  |  | 0 | 0 | 0 |  |  |  |  | 0 | 0 | 0 |  |  |  |  | 0 | 0 | 0 |  |  |  |  | 0 | 0 | 0 |  |  |  |  | 0 | 0 | 0 |  |  |  |  | 0 | 0 | 0 |  |  |  |  | 0 | 0 | 0 |  |  |  |  | 0 | 0 | 0 |  |  |  |  | 0 | 0 | 0 |  |  |  |  | 0 | 0 | 0 |  |  |  |  | 0 | 0 | 0 |  |  |  |  | 0 | 0 | 0 |  |  |  |  | 0 | 0 | 0 |  |  |  |  | 0 | 0 | 0 |  |  |  |  | 0 | 0 | 0 |  |  |  |  | 0 | 0 | 0 |  |  |  |  | 0 | 0 | 0 |  |  |  |  | 0 | 0 | 0 |  |  |  |  | 0 | 0 | 0 |  |  |  |  | 0 | 0 | 0 |  |  |  |  | 0 | 0 | 0 |  |  |  |  | 0 | 0 | 0 |  |  |  |  | 0 | 0 | 0 |  |  |  |  | 0 | 0 | 0 |  |  |  |  | 0 | 0 | 0 |  |  |  |  | 0 | 0 | 0 |  |  |  |  | 0 | 0 | 0 |  |  |  |  | 0 | 0 | 0 |  |  |  |  | 0 | 0 | 0 |  |  |  |  | 0 | 0 | 0 |  |  |  |  | 0 | 0 | 0 |  |  |  |  | 0 | 0 | 0 |  |  |  |  | 0 | 0 | 0 |  |  |  |  | 0 | 0 | 0 |  |  |  |  | 0 | 0 | 0 |  |  |  |  | 0 | 0 | 0 |  |  |  |  | 0 | 0 | 0 |  |  |  |  | 0 | 0 | 0 |  |  |  |  | 0 | 0 | 0 |  |  |  |  | 0 | 0 | 0 |  |  |  |  | 0 | 0 | 0 |  |  |  |  | 0 | 0 | 0 |  |  |  |  | 0 | 0 | 0 |  |  |  |  | 0 | 0 | 0 |  |  |  |  | 0 | 0 | 0 |  |  |  |  | 0 | 0 | 0 |  |  |  |  | 0 | 0 | 0 |  |  |  |  | 0 | 0 | 0 |  |  |  |  | 0 | 0 | 0 |  |  |  |  | 0 | 0 | 0 |  |  |  |  | 0 | 0 | 0 |  |  |  |  | 0 | 0 | 0 |  |  |  |  | 0 | 0 | 0 |  |  |  |  | 0 | 0 | 0 |  |  |  |  | 0 | 0 | 0 |  |  |  |  | 0 | 0 | 0 |  |  |  |  | 0 | 0 | 0 |  |  |  |  | 0 | 0 | 0 |  |  |  |  | 0 | 0 | 0 |  |  |  |  | 0 | 0 | 0 |  |  |  |  | 0 | 0 | 0 |  |  |  |  | 0 | 0 | 0 |  |  |  |  | 0 | 0 | 0 |  |  |  |  | 0 | 0 | 0 |  |  |  |  | 0 | 0 | 0 |  |  |  |  | 0 | 0 | 0 |  |  |  |  | 0 | 0 | 0 |  |  |  |  | 0 | 0 | 0 |  |  |  |  | 0 | 0 | 0 |  |  |  |  | 0 | 0 | 0 |  |  |  |  | 0 | 0 | 0 |  |  |  |  | 0 | 0 | 0 |  |  |  |  | 0 | 0 | 0 |  |  |  |  | 0 | 0 | 0 |  |  |  |  | 0 | 0 | 0 |  |  |  |  | 0 | 0 | 0 |  |  |  |  | 0 | 0 | 0 |  |  |  |  | 0 | 0 | 0 |  |  |  |  | 0 | 0 | 0 |  |  |  |  | 0 | 0 | 0 |  |  |  |  | 0 | 0 | 0 |  |  |  |  | 0 | 0 | 0 |  |  |  |  | 0 | 0 | 0 |  |  |  |  | 0 | 0 | 0 |  |  |  |  | 0 | 0 | 0 |  |  |  |  | 0 | 0 | 0 |  |  |  |  | 0 | 0 | 0 |  |  |  |  | 0 | 0 | 0 |  |  |  |  | 0 | 0 | 0 |  |  |  |  | 0 | 0 | 0 |  |  |  |  | 0 | 0 | 0 |  |  |  |  | 0 | 0 | 0 |  |  |  |  | 0 | 0 | 0 |  |  |  |  | 0 | 0 | 0 |  |  |  |  | 0 | 0 | 0 |  |  |  |  | 0 | 0 | 0 |  |  |  |  | 0 | 0 | 0 |  |  |  |  | 0 | 0 | 0 |  |  |  |  | 0 | 0 | 0 |  |  |  |  | 0 | 0 | 0 |  |  |  |  | 0 | 0 | 0 |  |  |  |  | 0 | 0 | 0 |  |  |  |  | 0 | 0 | 0 |  |  |  |  | 0 | 0 | 0 |  |  |  |  | 0 | 0 | 0 |  |  |  |  | 0 | 0 | 0 |  |  |  |  | 0 | 0 | 0 |  |  |  |  | 0 | 0 | 0 |  |  |  |  | 0 | 0 | 0 |  |  |  |  | 0 | 0 | 0 |  |  |  |  | 0 | 0 | 0 |  |  |  |  | 0 | 0 | 0 |  |  |  |  | 0 | 0 | 0 |  |  |  |  | 0 | 0 | 0 |  |  |  |  | 0 | 0 | 0 |  |  |  |  | 0 | 0 | 0 |  |  |  |  | 0 | 0 | 0 |  |  |  |  | 0 | 0 | 0 |  |  |  |  | 0 | 0 | 0 |  |  |  |  | 0 | 0 | 0 |  |  |  |  | 0 | 0 | 0 |  |  |  |  | 0 | 0 | 0 |  |  |  |  | 0 | 0 | 0 |  |  |  |  | 0 | 0 | 0 |  |  |  |  | 0 | 0 | 0 |  |  |  |  | 0 | 0 | 0 |  |  |  |  | 0 | 0 | 0 |  |  |  |  | 0 | 0 | 0 |  |  |  |  | 0 | 0 | 0 |  |  |  |  | 0 | 0 | 0 |  |  |  |  | 0 | 0 | 0 |  |  |  |  | 0 | 0 | 0 |  |  |  |  | 0 | 0 | 0 |  |  |  |  | 0 | 0 | 0 |  |  |  |  | 0 | 0 | 0 |  |  |  |  | 0 | 0 | 0 |  |  |  |  | 0 | 0 | 0 |  |  |  |  | 0 | 0 | 0 |  |  |  |  | 0 | 0 | 0 |  |  |  |  | 0 | 0 | 0 |  |  |  |  | 0 | 0 | 0
|  |  | 0 | 0 | 0 |  |  |  |  | 0 | 0 | 0 |  |  |  |  | 0 | 0 | 0 |  |  |  |  | 0 | 0 | 0 |  |  |  |  | 0 | 0 | 0 |  |  |  |  | 0 | 0 | 0 |  |  |  |  | 0 | 0 | 0 |  |  |  |  | 0 | 0 | 0 |  |  |  |  | 0 | 0 | 0 |  |  |  |  | 0 | 0 | 0 |  |  |  |  | 0 | 0 | 0 |  |  |  |  | 0 | 0 | 0 |  |  |  |  | 0 | 0 | 0 |  |  |  |  | 0 | 0 | 0 |  |  |  |  | 0 | 0 | 0 |  |  |  |  | 0 | 0 | 0 |  |  |  |  | 0 | 0 | 0 |  |  |  |  | 0 | 0 | 0 |  |  |  |  | 0 | 0 | 0 |  |  |  |  | 0 | 0 | 0 |  |  |  |  | 0 | 0 | 0 |  |  |  |  | 0 | 0 | 0 |  |  |  |  | 0 | 0 | 0 |  |  |  |  | 0 | 0 | 0 |  |  |  |  | 0 | 0 | 0 |  |  |  |  | 0 | 0 | 0 |  |  |  |  | 0 | 0 | 0 |  |  |  |  | 0 | 0 | 0 |  |  |  |  | 0 | 0 | 0 |  |  |  |  | 0 | 0 | 0 |  |  |  |  | 0 | 0 | 0 |  |  |  |  | 0 | 0 | 0 |  |  |  |  | 0 | 0 | 0 |  |  |  |  | 0 | 0 | 0 |  |  |  |  | 0 | 0 | 0 |  |  |  |  | 0 | 0 | 0 |  |  |  |  | 0 | 0 | 0 |  |  |  |  | 0 | 0 | 0 |  |  |  |  | 0 | 0 | 0 |  |  |  |  | 0 | 0 | 0 |  |  |  |  | 0 | 0 | 0 |  |  |  |  | 0 | 0 | 0 |  |  |  |  | 0 | 0 | 0 |  |  |  |  | 0 | 0 | 0 |  |  |  |  | 0 | 0 | 0 |  |  |  |  | 0 | 0 | 0 |  |  |  |  | 0 | 0 | 0 |  |  |  |  | 0 | 0 | 0 |  |  |  |  | 0 | 0 | 0 |  |  |  |  | 0 | 0 | 0 |  |  |  |  | 0 | 0 | 0 |  |  |  |  | 0 | 0 | 0 |  |  |  |  | 0 | 0 | 0 |  |  |  |  | 0 | 0 | 0 |  |  |  |  | 0 | 0 | 0 |  |  |  |  | 0 | 0 | 0 |  |  |  |  | 0 | 0 | 0 |  |  |  |  | 0 | 0 | 0 |  |  |  |  | 0 | 0 | 0 |  |  |  |  | 0 | 0 | 0 |  |  |  |  | 0 | 0 | 0 |  |  |  |  | 0 | 0 | 0 |  |  |  |  | 0 | 0 | 0 |  |  |  |  | 0 | 0 | 0 |  |  |  |  | 0 | 0 | 0 |  |  |  |  | 0 | 0 | 0 |  |  |  |  | 0 | 0 | 0 |  |  |  |  | 0 | 0 | 0 |  |  |  |  | 0 | 0 | 0 |  |  |  |  | 0 | 0 | 0 |  |  |  |  | 0 | 0 | 0 |  |  |  |  | 0 | 0 | 0 |  |  |  |  | 0 | 0 | 0 |  |  |  |  | 0 | 0 | 0 |  |  |  |  | 0 | 0 | 0 |  |  |  |  | 0 | 0 | 0 |  |  |  |  | 0 | 0 | 0 |  |  |  |  | 0 | 0 | 0 |  |  |  |  | 0 | 0 | 0 |  |  |  |  | 0 | 0 | 0 |  |  |  |  | 0 | 0 | 0 |  |  |  |  | 0 | 0 | 0 |  |  |  |  | 0 | 0 | 0 |  |  |  |  | 0 | 0 | 0 |  |  |  |  | 0 | 0 | 0 |  |  |  |  | 0 | 0 | 0 |  |  |  |  | 0 | 0 | 0 |  |  |  |  | 0 | 0 | 0 |  |  |  |  | 0 | 0 | 0 |  |  |  |  | 0 | 0 | 0 |  |  |  |  | 0 | 0 | 0 |  |  |  |  | 0 | 0 | 0 |  |  |  |  | 0 | 0 | 0 |  |  |  |  | 0 | 0 | 0 |  |  |  |  | 0 | 0 | 0 |  |  |  |  | 0 | 0 | 0 |  |  |  |  | 0 | 0 | 0 |  |  |  |  | 0 | 0 | 0 |  |  |  |  | 0 | 0 | 0 |  |  |  |  | 0 | 0 | 0 |  |  |  |  | 0 | 0 | 0 |  |  |  |  | 0 | 0 | 0 |  |  |  |  | 0 | 0 | 0 |  |  |  |  | 0 | 0 | 0 |  |  |  |  | 0 | 0 | 0 |  |  |  |  | 0 | 0 | 0 |  |  |  |  | 0 | 0 | 0 |  |  |  |  | 0 | 0 | 0 |  |  |  |  | 0 | 0 | 0 |  |  |  |  | 0 | 0 | 0 |  |  |  |  | 0 | 0 | 0 |  |  |  |  | 0 | 0 | 0 |  |  |  |  | 0 | 0 | 0 |  |  |  |  | 0 | 0 | 0 |  |  |  |  | 0 | 0 | 0 |  |  |  |  | 0 | 0 | 0 |  |  |  |  | 0 | 0 | 0 |  |  |  |  | 0 | 0 | 0 |  |  |  |  | 0 | 0 | 0 |  |  |  |  | 0 | 0 | 0 |  |  |  |  | 0 | 0 | 0 |  |  |  |  | 0 | 0 | 0 |  |  |  |  | 0 | 0 | 0 |  |  |  |  | 0 | 0 | 0 |  |  |  |  | 0 | 0 | 0 |  |  |  |  | 0 | 0 | 0 |  |  |  |  | 0 | 0 | 0 |  |  |  |  | 0 | 0 | 0 |  |  |  |  | 0 | 0 | 0 |  |  |  |  | 0 | 0 | 0 |  |  |  |  | 0 | 0 | 0 |  |  |  |  | 0 | 0 | 0 |  |  |  |  | 0 | 0 | 0 |  |  |  |  | 0 | 0 | 0 |  |  |  |  | 0 | 0 | 0 |  |  |  |  | 0 | 0 | 0 |  |  |  |  | 0 | 0 | 0 |  |  |  |  | 0 | 0 | 0 |  |  |  |  | 0 | 0 | 0 |  |  |  |  | 0 | 0 | 0 |  |  |  |  | 0 | 0 | 0 |  |  |  |  | 0 | 0 | 0 |  |  |  |  | 0 | 0 | 0 |  |  |  |  | 0 | 0 | 0 |  |  |  |  | 0 | 0 | 0 |  |  |  |  | 0 | 0 | 0 |  |  |  |  | 0 | 0 | 0 |  |  |  |  | 0 | 0 | 0 |  |  |  |  | 0 | 0 | 0 |  |  |  |  | 0 | 0 | 0 |  |  |  |  | 0 | 0 | 0 |  |  |  |  | 0 | 0 | 0 |  |  |  |  | 0 | 0 | 0 |  |  |  |  | 0 | 0 | 0 |  |  |  |  | 0 | 0 | 0 |  |  |  |  | 0 | 0 | 0 |  |  |  |  | 0 | 0 | 0 |  |  |  |  | 0 | 0 | 0 |  |  |  |  | 0 | 0 | 0 |  |  |  |  | 0 | 0 | 0 |  |  |  |  | 0 | 0 | 0 |  |  |  |  | 0 | 0 | 0 |  |  |  |  | 0 | 0 | 0 |  |  |  |  | 0 | 0 | 0 |  |  |  |  | 0 | 0 | 0 |  |  |  |  | 0 | 0 | 0 |  |  |  |  | 0 | 0 | 0 |  |  |  |  | 0 | 0 | 0 |  |  |  |  | 0 | 0 | 0 |  |  |  |  | 0 | 0 | 0 |  |  |  |  | 0 | 0 | 0 |  |  |  |  | 0 | 0 | 0 |  |  |  |  | 0 | 0 | 0 |  |  |  |  | 0 | 0 | 0 |  |  |  |  | 0 | 0 | 0 |  |  |  |  | 0 | 0 | 0 |  |  |  |  | 0 | 0 | 0 |  |  |  |  | 0 | 0 | 0 |  |  |  |  | 0 | 0 | 0 |  |  |  |  | 0 | 0 | 0 |  |  |  |  | 0 | 0 | 0 |  |  |  |  | 0 | 0 | 0 |  |  |  |  | 0 | 0 | 0 |  |  |  |  | 0 | 0 | 0 |  |  |  |  | 0 | 0 | 0 |  |  |  |  | 0 | 0 | 0 |  |  |  |  | 0 | 0 | 0 |  |  |  |  | 0 | 0 | 0 |  |  |  |  | 0 | 0 | 0 |  |  |  |  | 0 | 0 | 0 |  |  |  |  | 0 | 0 | 0 |  |  |  |  | 0 | 0 | 0 |  |  |  |  | 0 | 0 | 0 |  |  |  |  | 0 | 0 | 0 |  |  |  |  | 0 | 0 | 0 |  |  |  |  | 0 | 0 | 0 |  |  |  |  | 0 | 0 | 0 |  |  |  |  | 0 | 0 | 0 |  |  |  |  | 0 | 0 | 0 |  |  |  |  | 0 | 0 | 0 |  |  |  |  | 0 | 0 | 0 |  |  |  |  | 0 | 0 | 0 |  |  |  |  | 0 | 0 | 0 |  |  |  |  | 0 | 0 | 0 |  |  |  |  | 0 | 0 | 0 |  |  |  |  | 0 | 0 | 0 |  |  |  |  | 0 | 0 | 0 |  |  |  |  | 0 | 0 | 0 |  |  |  |  | 0 | 0 | 0 |  |  |  |  | 0 | 0 | 0 |  |  |  |  | 0 | 0 | 0 |  |  |  |  | 0 | 0 | 0 |  |  |  |  | 0 | 0 | 0 |  |  |  |  | 0 | 0 | 0 |  |  |  |  | 0 | 0 | 0 |  |  |  |  | 0 | 0 | 0 |  |  |  |  | 0 | 0 | 0 |  |  |  |  | 0 | 0 | 0 |  |  |  |  | 0 | 0 | 0 |  |  |  |  | 0 | 0 | 0 |  |  |  |  | 0 | 0 | 0 |  |  |  |  | 0 | 0 | 0 |  |  |  |  | 0 | 0 | 0 |  |  |  |  | 0 | 0 | 0 |  |  |  |  | 0 | 0 | 0 |  |  |  |  | 0 | 0 | 0 |  |  |  |  | 0 | 0 | 0 |  |  |  |  | 0 | 0 | 0 |  |  |  |  | 0 | 0 | 0 |  |  |  |  | 0 | 0 | 0 |  |  |  |  | 0 | 0 | 0 |  |  |  |  | 0 | 0 | 0 |  |  |  |  | 0 | 0 | 0 |  |  |  |  | 0 | 0 | 0 |  |  |  |  | 0 | 0 | 0 |  |  |  |  | 0 | 0 | 0 |  |  |  |  | 0 | 0 | 0 |  |  |  |  | 0 | 0 | 0 |  |  |  |  | 0 | 0 | 0 |  |  |  |  | 0 | 0 | 0 |  |  |  |  | 0 | 0 | 0 |  |  |  |  | 0 | 0 | 0 |  |  |  |  | 0 | 0 | 0 |  |  |  |  | 0 | 0 | 0 |  |  |  |  | 0 | 0 | 0 |  |  |  |  | 0 | 0 | 0 |  |  |  |  | 0 | 0 | 0 |  |  |  |  | 0 | 0 | 0 |  |  |  |  | 0 | 0 | 0 |  |  |  |  | 0 | 0 | 0 |  |  |  |  | 0 | 0 | 0 |  |  |  |  | 0 | 0 | 0 |  |  |  |  | 0 | 0 | 0 |  |  |  |  | 0 | 0 | 0 |  |  |  |  | 0 | 0 | 0 |  |  |  |  | 0 | 0 | 0 |  |  |  |  | 0 | 0 | 0 |  |  |  |  | 0 | 0 | 0 |  |  |  |  | 0 | 0 | 0 |  |  |  |  | 0 | 0 | 0 |  |  |  |  | 0 | 0 | 0 |  |  |  |  | 0 | 0 | 0 |  |  |  |  | 0 | 0 | 0 |  |  |  |  | 0 | 0 | 0 |  |  |  |  | 0 | 0 | 0 |  |  |  |  | 0 | 0 | 0 |  |  |  |  | 0 | 0 | 0 |  |  |  |  | 0 | 0 | 0 |  |  |  |  | 0 | 0 | 0 |  |  |  |  | 0 | 0 | 0 |  |  |  |  | 0 | 0 | 0 |  |  |  |  | 0 | 0 | 0 |  |  |  |  | 0 | 0 | 0 |  |  |  |  | 0 | 0 | 0 |  |  |  |  | 0 | 0 | 0 |  |  |  |  | 0 | 0 | 0 |  |  |  |  | 0 | 0 | 0 |  |  |  |  | 0 | 0 | 0 |  |  |  |  | 0 | 0 | 0 |  |  |  |  | 0 | 0 | 0 |  |  |  |  | 0 | 0 | 0 |  |  |  |  | 0 | 0 | 0 |  |  |  |  | 0 | 0 | 0 |  |  |  |  | 0 | 0 | 0 |  |  |  |  | 0 | 0 | 0 |  |  |  |  | 0 | 0 | 0 |  |  |  |  | 0 | 0 | 0 |  |  |  |  | 0 | 0 | 0 |  |  |  |  | 0 | 0 | 0
|  |  | 0 | 0 | 0 |  |  |  |  | 0 | 0 | 0 |  |  |  |  | 0 | 0 | 0 |  |  |  |  | 0 | 0 | 0 |  |  |  |  | 0 | 0 | 0 |  |  |  |  | 0 | 0 | 0 |  |  |  |  | 0 | 0 | 0 |  |  |  |  | 0 | 0 | 0 |  |  |  |  | 0 | 0 | 0 |  |  |  |  | 0 | 0 | 0 |  |  |  |  | 0 | 0 | 0 |  |  |  |  | 0 | 0 | 0 |  |  |  |  | 0 | 0 | 0 |  |  |  |  | 0 | 0 | 0 |  |  |  |  | 0 | 0 | 0 |  |  |  |  | 0 | 0 | 0 |  |  |  |  | 0 | 0 | 0 |  |  |  |  | 0 | 0 | 0 |  |  |  |  | 0 | 0 | 0 |  |  |  |  | 0 | 0 | 0 |  |  |  |  | 0 | 0 | 0 |  |  |  |  | 0 | 0 | 0 |  |  |  |  | 0 | 0 | 0 |  |  |  |  | 0 | 0 | 0 |  |  |  |  | 0 | 0 | 0 |  |  |  |  | 0 | 0 | 0 |  |  |  |  | 0 | 0 | 0 |  |  |  |  | 0 | 0 | 0 |  |  |  |  | 0 | 0 | 0 |  |  |  |  | 0 | 0 | 0 |  |  |  |  | 0 | 0 | 0 |  |  |  |  | 0 | 0 | 0 |  |  |  |  | 0 | 0 | 0 |  |  |  |  | 0 | 0 | 0 |  |  |  |  | 0 | 0 | 0 |  |  |  |  | 0 | 0 | 0 |  |  |  |  | 0 | 0 | 0 |  |  |  |  | 0 | 0 | 0 |  |  |  |  | 0 | 0 | 0 |  |  |  |  | 0 | 0 | 0 |  |  |  |  | 0 | 0 | 0 |  |  |  |  | 0 | 0 | 0 |  |  |  |  | 0 | 0 | 0 |  |  |  |  | 0 | 0 | 0 |  |  |  |  | 0 | 0 | 0 |  |  |  |  | 0 | 0 | 0 |  |  |  |  | 0 | 0 | 0 |  |  |  |  | 0 | 0 | 0 |  |  |  |  | 0 | 0 | 0 |  |  |  |  | 0 | 0 | 0 |  |  |  |  | 0 | 0 | 0 |  |  |  |  | 0 | 0 | 0 |  |  |  |  | 0 | 0 | 0 |  |  |  |  | 0 | 0 | 0 |  |  |  |  | 0 | 0 | 0 |  |  |  |  | 0 | 0 | 0 |  |  |  |  | 0 | 0 | 0 |  |  |  |  | 0 | 0 | 0 |  |  |  |  | 0 | 0 | 0 |  |  |  |  | 0 | 0 | 0 |  |  |  |  | 0 | 0 | 0 |  |  |  |  | 0 | 0 | 0 |  |  |  |  | 0 | 0 | 0 |  |  |  |  | 0 | 0 | 0 |  |  |  |  | 0 | 0 | 0 |  |  |  |  | 0 | 0 | 0 |  |  |  |  | 0 | 0 | 0 |  |  |  |  | 0 | 0 | 0 |  |  |  |  | 0 | 0 | 0 |  |  |  |  | 0 | 0 | 0 |  |  |  |  | 0 | 0 | 0 |  |  |  |  | 0 | 0 | 0 |  |  |  |  | 0 | 0 | 0 |  |  |  |  | 0 | 0 | 0 |  |  |  |  | 0 | 0 | 0 |  |  |  |  | 0 | 0 | 0 |  |  |  |  | 0 | 0 | 0 |  |  |  |  | 0 | 0 | 0 |  |  |  |  | 0 | 0 | 0 |  |  |  |  | 0 | 0 | 0 |  |  |  |  | 0 | 0 | 0 |  |  |  |  | 0 | 0 | 0 |  |  |  |  | 0 | 0 | 0 |  |  |  |  | 0 | 0 | 0 |  |  |  |  | 0 | 0 | 0 |  |  |  |  | 0 | 0 | 0 |  |  |  |  | 0 | 0 | 0 |  |  |  |  | 0 | 0 | 0 |  |  |  |  | 0 | 0 | 0 |  |  |  |  | 0 | 0 | 0 |  |  |  |  | 0 | 0 | 0 |  |  |  |  | 0 | 0 | 0 |  |  |  |  | 0 | 0 | 0 |  |  |  |  | 0 | 0 | 0 |  |  |  |  | 0 | 0 | 0 |  |  |  |  | 0 | 0 | 0 |  |  |  |  | 0 | 0 | 0 |  |  |  |  | 0 | 0 | 0 |  |  |  |  | 0 | 0 | 0 |  |  |  |  | 0 | 0 | 0 |  |  |  |  | 0 | 0 | 0 |  |  |  |  | 0 | 0 | 0 |  |  |  |  | 0 | 0 | 0 |  |  |  |  | 0 | 0 | 0 |  |  |  |  | 0 | 0 | 0 |  |  |  |  | 0 | 0 | 0 |  |  |  |  | 0 | 0 | 0 |  |  |  |  | 0 | 0 | 0 |  |  |  |  | 0 | 0 | 0 |  |  |  |  | 0 | 0 | 0 |  |  |  |  | 0 | 0 | 0 |  |  |  |  | 0 | 0 | 0 |  |  |  |  | 0 | 0 | 0 |  |  |  |  | 0 | 0 | 0 |  |  |  |  | 0 | 0 | 0 |  |  |  |  | 0 | 0 | 0 |  |  |  |  | 0 | 0 | 0 |  |  |  |  | 0 | 0 | 0 |  |  |  |  | 0 | 0 | 0 |  |  |  |  | 0 | 0 | 0 |  |  |  |  | 0 | 0 | 0 |  |  |  |  | 0 | 0 | 0 |  |  |  |  | 0 | 0 | 0 |  |  |  |  | 0 | 0 | 0 |  |  |  |  | 0 | 0 | 0 |  |  |  |  | 0 | 0 | 0 |  |  |  |  | 0 | 0 | 0 |  |  |  |  | 0 | 0 | 0 |  |  |  |  | 0 | 0 | 0 |  |  |  |  | 0 | 0 | 0 |  |  |  |  | 0 | 0 | 0 |  |  |  |  | 0 | 0 | 0 |  |  |  |  | 0 | 0 | 0 |  |  |  |  | 0 | 0 | 0 |  |  |  |  | 0 | 0 | 0 |  |  |  |  | 0 | 0 | 0 |  |  |  |  | 0 | 0 | 0 |  |  |  |  | 0 | 0 | 0 |  |  |  |  | 0 | 0 | 0 |  |  |  |  | 0 | 0 | 0 |  |  |  |  | 0 | 0 | 0 |  |  |  |  | 0 | 0 | 0 |  |  |  |  | 0 | 0 | 0 |  |  |  |  | 0 | 0 | 0 |  |  |  |  | 0 | 0 | 0 |  |  |  |  | 0 | 0 | 0 |  |  |  |  | 0 | 0 | 0 |  |  |  |  | 0 | 0 | 0 |  |  |  |  | 0 | 0 | 0 |  |  |  |  | 0 | 0 | 0 |  |  |  |  | 0 | 0 | 0 |  |  |  |  | 0 | 0 | 0 |  |  |  |  | 0 | 0 | 0 |  |  |  |  | 0 | 0 | 0 |  |  |  |  | 0 | 0 | 0 |  |  |  |  | 0 | 0 | 0 |  |  |  |  | 0 | 0 | 0 |  |  |  |  | 0 | 0 | 0 |  |  |  |  | 0 | 0 | 0 |  |  |  |  | 0 | 0 | 0 |  |  |  |  | 0 | 0 | 0 |  |  |  |  | 0 | 0 | 0 |  |  |  |  | 0 | 0 | 0 |  |  |  |  | 0 | 0 | 0 |  |  |  |  | 0 | 0 | 0 |  |  |  |  | 0 | 0 | 0 |  |  |  |  | 0 | 0 | 0 |  |  |  |  | 0 | 0 | 0 |  |  |  |  | 0 | 0 | 0 |  |  |  |  | 0 | 0 | 0 |  |  |  |  | 0 | 0 | 0 |  |  |  |  | 0 | 0 | 0 |  |  |  |  | 0 | 0 | 0 |  |  |  |  | 0 | 0 | 0 |  |  |  |  | 0 | 0 | 0 |  |  |  |  | 0 | 0 | 0 |  |  |  |  | 0 | 0 | 0 |  |  |  |  | 0 | 0 | 0 |  |  |  |  | 0 | 0 | 0 |  |  |  |  | 0 | 0 | 0 |  |  |  |  | 0 | 0 | 0 |  |  |  |  | 0 | 0 | 0 |  |  |  |  | 0 | 0 | 0 |  |  |  |  | 0 | 0 | 0 |  |  |  |  | 0 | 0 | 0 |  |  |  |  | 0 | 0 | 0 |  |  |  |  | 0 | 0 | 0 |  |  |  |  | 0 | 0 | 0 |  |  |  |  | 0 | 0 | 0 |  |  |  |  | 0 | 0 | 0 |  |  |  |  | 0 | 0 | 0 |  |  |  |  | 0 | 0 | 0 |  |  |  |  | 0 | 0 | 0 |  |  |  |  | 0 | 0 | 0 |  |  |  |  | 0 | 0 | 0 |  |  |  |  | 0 | 0 | 0 |  |  |  |  | 0 | 0 | 0 |  |  |  |  | 0 | 0 | 0 |  |  |  |  | 0 | 0 | 0 |  |  |  |  | 0 | 0 | 0 |  |  |  |  | 0 | 0 | 0 |  |  |  |  | 0 | 0 | 0 |  |  |  |  | 0 | 0 | 0 |  |  |  |  | 0 | 0 | 0 |  |  |  |  | 0 | 0 | 0 |  |  |  |  | 0 | 0 | 0 |  |  |  |  | 0 | 0 | 0 |  |  |  |  | 0 | 0 | 0 |  |  |  |  | 0 | 0 | 0 |  |  |  |  | 0 | 0 | 0 |  |  |  |  | 0 | 0 | 0 |  |  |  |  | 0 | 0 | 0 |  |  |  |  | 0 | 0 | 0 |  |  |  |  | 0 | 0 | 0 |  |  |  |  | 0 | 0 | 0 |  |  |  |  | 0 | 0 | 0 |  |  |  |  | 0 | 0 | 0 |  |  |  |  | 0 | 0 | 0 |  |  |  |  | 0 | 0 | 0 |  |  |  |  | 0 | 0 | 0 |  |  |  |  | 0 | 0 | 0 |  |  |  |  | 0 | 0 | 0 |  |  |  |  | 0 | 0 | 0 |  |  |  |  | 0 | 0 | 0 |  |  |  |  | 0 | 0 | 0 |  |  |  |  | 0 | 0 | 0 |  |  |  |  | 0 | 0 | 0 |  |  |  |  | 0 | 0 | 0 |  |  |  |  | 0 | 0 | 0 |  |  |  |  | 0 | 0 | 0 |  |  |  |  | 0 | 0 | 0 |  |  |  |  | 0 | 0 | 0 |  |  |  |  | 0 | 0 | 0 |  |  |  |  | 0 | 0 | 0 |  |  |  |  | 0 | 0 | 0 |  |  |  |  | 0 | 0 | 0 |  |  |  |  | 0 | 0 | 0 |  |  |  |  | 0 | 0 | 0 |  |  |  |  | 0 | 0 | 0 |  |  |  |  | 0 | 0 | 0 |  |  |  |  | 0 | 0 | 0 |  |  |  |  | 0 | 0 | 0 |  |  |  |  | 0 | 0 | 0 |  |  |  |  | 0 | 0 | 0 |  |  |  |  | 0 | 0 | 0 |  |  |  |  | 0 | 0 | 0 |  |  |  |  | 0 | 0 | 0 |  |  |  |  | 0 | 0 | 0 |  |  |  |  | 0 | 0 | 0 |  |  |  |  | 0 | 0 | 0 |  |  |  |  | 0 | 0 | 0 |  |  |  |  | 0 | 0 | 0 |  |  |  |  | 0 | 0 | 0 |  |  |  |  | 0 | 0 | 0 |  |  |  |  | 0 | 0 | 0 |  |  |  |  | 0 | 0 | 0 |  |  |  |  | 0 | 0 | 0 |  |  |  |  | 0 | 0 | 0 |  |  |  |  | 0 | 0 | 0 |  |  |  |  | 0 | 0 | 0 |  |  |  |  | 0 | 0 | 0 |  |  |  |  | 0 | 0 | 0 |  |  |  |  | 0 | 0 | 0 |  |  |  |  | 0 | 0 | 0 |  |  |  |  | 0 | 0 | 0 |  |  |  |  | 0 | 0 | 0 |  |  |  |  | 0 | 0 | 0 |  |  |  |  | 0 | 0 | 0 |  |  |  |  | 0 | 0 | 0 |  |  |  |  | 0 | 0 | 0 |  |  |  |  | 0 | 0 | 0 |  |  |  |  | 0 | 0 | 0 |  |  |  |  | 0 | 0 | 0 |  |  |  |  | 0 | 0 | 0 |  |  |  |  | 0 | 0 | 0 |  |  |  |  | 0 | 0 | 0 |  |  |  |  | 0 | 0 | 0 |  |  |  |  | 0 | 0 | 0 |  |  |  |  | 0 | 0 | 0 |  |  |  |  | 0 | 0 | 0 |  |  |  |  | 0 | 0 | 0 |  |  |  |  | 0 | 0 | 0 |  |  |  |  | 0 | 0 | 0 |  |  |  |  | 0 | 0 | 0 |  |  |  |  | 0 | 0 | 0 |  |  |  |  | 0 | 0 | 0 |  |  |  |  | 0 | 0 | 0 |  |  |  |  | 0 | 0 | 0 |  |  |  |  | 0 | 0 | 0
|  |  | 0 | 0 | 0 |  |  |  |  | 0 | 0 | 0 |  |  |  |  | 0 | 0 | 0 |  |  |  |  | 0 | 0 | 0 |  |  |  |  | 0 | 0 | 0 |  |  |  |  | 0 | 0 | 0 |  |  |  |  | 0 | 0 | 0 |  |  |  |  | 0 | 0 | 0 |  |  |  |  | 0 | 0 | 0 |  |  |  |  | 0 | 0 | 0 |  |  |  |  | 0 | 0 | 0 |  |  |  |  | 0 | 0 | 0 |  |  |  |  | 0 | 0 | 0 |  |  |  |  | 0 | 0 | 0 |  |  |  |  | 0 | 0 | 0 |  |  |  |  | 0 | 0 | 0 |  |  |  |  | 0 | 0 | 0 |  |  |  |  | 0 | 0 | 0 |  |  |  |  | 0 | 0 | 0 |  |  |  |  | 0 | 0 | 0 |  |  |  |  | 0 | 0 | 0 |  |  |  |  | 0 | 0 | 0 |  |  |  |  | 0 | 0 | 0 |  |  |  |  | 0 | 0 | 0 |  |  |  |  | 0 | 0 | 0 |  |  |  |  | 0 | 0 | 0 |  |  |  |  | 0 | 0 | 0 |  |  |  |  | 0 | 0 | 0 |  |  |  |  | 0 | 0 | 0 |  |  |  |  | 0 | 0 | 0 |  |  |  |  | 0 | 0 | 0 |  |  |  |  | 0 | 0 | 0 |  |  |  |  | 0 | 0 | 0 |  |  |  |  | 0 | 0 | 0 |  |  |  |  | 0 | 0 | 0 |  |  |  |  | 0 | 0 | 0 |  |  |  |  | 0 | 0 | 0 |  |  |  |  | 0 | 0 | 0 |  |  |  |  | 0 | 0 | 0 |  |  |  |  | 0 | 0 | 0 |  |  |  |  | 0 | 0 | 0 |  |  |  |  | 0 | 0 | 0 |  |  |  |  | 0 | 0 | 0 |  |  |  |  | 0 | 0 | 0 |  |  |  |  | 0 | 0 | 0 |  |  |  |  | 0 | 0 | 0 |  |  |  |  | 0 | 0 | 0 |  |  |  |  | 0 | 0 | 0 |  |  |  |  | 0 | 0 | 0 |  |  |  |  | 0 | 0 | 0 |  |  |  |  | 0 | 0 | 0 |  |  |  |  | 0 | 0 | 0 |  |  |  |  | 0 | 0 | 0 |  |  |  |  | 0 | 0 | 0 |  |  |  |  | 0 | 0 | 0 |  |  |  |  | 0 | 0 | 0 |  |  |  |  | 0 | 0 | 0 |  |  |  |  | 0 | 0 | 0 |  |  |  |  | 0 | 0 | 0 |  |  |  |  | 0 | 0 | 0 |  |  |  |  | 0 | 0 | 0 |  |  |  |  | 0 | 0 | 0 |  |  |  |  | 0 | 0 | 0 |  |  |  |  | 0 | 0 | 0 |  |  |  |  | 0 | 0 | 0 |  |  |  |  | 0 | 0 | 0 |  |  |  |  | 0 | 0 | 0 |  |  |  |  | 0 | 0 | 0 |  |  |  |  | 0 | 0 | 0 |  |  |  |  | 0 | 0 | 0 |  |  |  |  | 0 | 0 | 0 |  |  |  |  | 0 | 0 | 0 |  |  |  |  | 0 | 0 | 0 |  |  |  |  | 0 | 0 | 0 |  |  |  |  | 0 | 0 | 0 |  |  |  |  | 0 | 0 | 0 |  |  |  |  | 0 | 0 | 0 |  |  |  |  | 0 | 0 | 0 |  |  |  |  | 0 | 0 | 0 |  |  |  |  | 0 | 0 | 0 |  |  |  |  | 0 | 0 | 0 |  |  |  |  | 0 | 0 | 0 |  |  |  |  | 0 | 0 | 0 |  |  |  |  | 0 | 0 | 0 |  |  |  |  | 0 | 0 | 0 |  |  |  |  | 0 | 0 | 0 |  |  |  |  | 0 | 0 | 0 |  |  |  |  | 0 | 0 | 0 |  |  |  |  | 0 | 0 | 0 |  |  |  |  | 0 | 0 | 0 |  |  |  |  | 0 | 0 | 0 |  |  |  |  | 0 | 0 | 0 |  |  |  |  | 0 | 0 | 0 |  |  |  |  | 0 | 0 | 0 |  |  |  |  | 0 | 0 | 0 |  |  |  |  | 0 | 0 | 0 |  |  |  |  | 0 | 0 | 0 |  |  |  |  | 0 | 0 | 0 |  |  |  |  | 0 | 0 | 0 |  |  |  |  | 0 | 0 | 0 |  |  |  |  | 0 | 0 | 0 |  |  |  |  | 0 | 0 | 0 |  |  |  |  | 0 | 0 | 0 |  |  |  |  | 0 | 0 | 0 |  |  |  |  | 0 | 0 | 0 |  |  |  |  | 0 | 0 | 0 |  |  |  |  | 0 | 0 | 0 |  |  |  |  | 0 | 0 | 0 |  |  |  |  | 0 | 0 | 0 |  |  |  |  | 0 | 0 | 0 |  |  |  |  | 0 | 0 | 0 |  |  |  |  | 0 | 0 | 0 |  |  |  |  | 0 | 0 | 0 |  |  |  |  | 0 | 0 | 0 |  |  |  |  | 0 | 0 | 0 |  |  |  |  | 0 | 0 | 0 |  |  |  |  | 0 | 0 | 0 |  |  |  |  | 0 | 0 | 0 |  |  |  |  | 0 | 0 | 0 |  |  |  |  | 0 | 0 | 0 |  |  |  |  | 0 | 0 | 0 |  |  |  |  | 0 | 0 | 0 |  |  |  |  | 0 | 0 | 0 |  |  |  |  | 0 | 0 | 0 |  |  |  |  | 0 | 0 | 0 |  |  |  |  | 0 | 0 | 0 |  |  |  |  | 0 | 0 | 0 |  |  |  |  | 0 | 0 | 0 |  |  |  |  | 0 | 0 | 0 |  |  |  |  | 0 | 0 | 0 |  |  |  |  | 0 | 0 | 0 |  |  |  |  | 0 | 0 | 0 |  |  |  |  | 0 | 0 | 0 |  |  |  |  | 0 | 0 | 0 |  |  |  |  | 0 | 0 | 0 |  |  |  |  | 0 | 0 | 0 |  |  |  |  | 0 | 0 | 0 |  |  |  |  | 0 | 0 | 0 |  |  |  |  | 0 | 0 | 0 |  |  |  |  | 0 | 0 | 0 |  |  |  |  | 0 | 0 | 0 |  |  |  |  | 0 | 0 | 0 |  |  |  |  | 0 | 0 | 0 |  |  |  |  | 0 | 0 | 0 |  |  |  |  | 0 | 0 | 0 |  |  |  |  | 0 | 0 | 0 |  |  |  |  | 0 | 0 | 0 |  |  |  |  | 0 | 0 | 0 |  |  |  |  | 0 | 0 | 0 |  |  |  |  | 0 | 0 | 0 |  |  |  |  | 0 | 0 | 0 |  |  |  |  | 0 | 0 | 0 |  |  |  |  | 0 | 0 | 0 |  |  |  |  | 0 | 0 | 0 |  |  |  |  | 0 | 0 | 0 |  |  |  |  | 0 | 0 | 0 |  |  |  |  | 0 | 0 | 0 |  |  |  |  | 0 | 0 | 0 |  |  |  |  | 0 | 0 | 0 |  |  |  |  | 0 | 0 | 0 |  |  |  |  | 0 | 0 | 0 |  |  |  |  | 0 | 0 | 0 |  |  |  |  | 0 | 0 | 0 |  |  |  |  | 0 | 0 | 0 |  |  |  |  | 0 | 0 | 0 |  |  |  |  | 0 | 0 | 0 |  |  |  |  | 0 | 0 | 0 |  |  |  |  | 0 | 0 | 0 |  |  |  |  | 0 | 0 | 0 |  |  |  |  | 0 | 0 | 0 |  |  |  |  | 0 | 0 | 0 |  |  |  |  | 0 | 0 | 0 |  |  |  |  | 0 | 0 | 0 |  |  |  |  | 0 | 0 | 0 |  |  |  |  | 0 | 0 | 0 |  |  |  |  | 0 | 0 | 0 |  |  |  |  | 0 | 0 | 0 |  |  |  |  | 0 | 0 | 0 |  |  |  |  | 0 | 0 | 0 |  |  |  |  | 0 | 0 | 0 |  |  |  |  | 0 | 0 | 0 |  |  |  |  | 0 | 0 | 0 |  |  |  |  | 0 | 0 | 0 |  |  |  |  | 0 | 0 | 0 |  |  |  |  | 0 | 0 | 0 |  |  |  |  | 0 | 0 | 0 |  |  |  |  | 0 | 0 | 0 |  |  |  |  | 0 | 0 | 0 |  |  |  |  | 0 | 0 | 0 |  |  |  |  | 0 | 0 | 0 |  |  |  |  | 0 | 0 | 0 |  |  |  |  | 0 | 0 | 0 |  |  |  |  | 0 | 0 | 0 |  |  |  |  | 0 | 0 | 0 |  |  |  |  | 0 | 0 | 0 |  |  |  |  | 0 | 0 | 0 |  |  |  |  | 0 | 0 | 0 |  |  |  |  | 0 | 0 | 0 |  |  |  |  | 0 | 0 | 0 |  |  |  |  | 0 | 0 | 0 |  |  |  |  | 0 | 0 | 0 |  |  |  |  | 0 | 0 | 0 |  |  |  |  | 0 | 0 | 0 |  |  |  |  | 0 | 0 | 0 |  |  |  |  | 0 | 0 | 0 |  |  |  |  | 0 | 0 | 0 |  |  |  |  | 0 | 0 | 0 |  |  |  |  | 0 | 0 | 0 |  |  |  |  | 0 | 0 | 0 |  |  |  |  | 0 | 0 | 0 |  |  |  |  | 0 | 0 | 0 |  |  |  |  | 0 | 0 | 0 |  |  |  |  | 0 | 0 | 0 |  |  |  |  | 0 | 0 | 0 |  |  |  |  | 0 | 0 | 0 |  |  |  |  | 0 | 0 | 0 |  |  |  |  | 0 | 0 | 0 |  |  |  |  | 0 | 0 | 0 |  |  |  |  | 0 | 0 | 0 |  |  |  |  | 0 | 0 | 0 |  |  |  |  | 0 | 0 | 0 |  |  |  |  | 0 | 0 | 0 |  |  |  |  | 0 | 0 | 0 |  |  |  |  | 0 | 0 | 0 |  |  |  |  | 0 | 0 | 0 |  |  |  |  | 0 | 0 | 0 |  |  |  |  | 0 | 0 | 0 |  |  |  |  | 0 | 0 | 0 |  |  |  |  | 0 | 0 | 0 |  |  |  |  | 0 | 0 | 0 |  |  |  |  | 0 | 0 | 0 |  |  |  |  | 0 | 0 | 0 |  |  |  |  | 0 | 0 | 0 |  |  |  |  | 0 | 0 | 0 |  |  |  |  | 0 | 0 | 0 |  |  |  |  | 0 | 0 | 0 |  |  |  |  | 0 | 0 | 0 |  |  |  |  | 0 | 0 | 0 |  |  |  |  | 0 | 0 | 0 |  |  |  |  | 0 | 0 | 0 |  |  |  |  | 0 | 0 | 0 |  |  |  |  | 0 | 0 | 0 |  |  |  |  | 0 | 0 | 0 |  |  |  |  | 0 | 0 | 0 |  |  |  |  | 0 | 0 | 0 |  |  |  |  | 0 | 0 | 0 |  |  |  |  | 0 | 0 | 0 |  |  |  |  | 0 | 0 | 0 |  |  |  |  | 0 | 0 | 0 |  |  |  |  | 0 | 0 | 0 |  |  |  |  | 0 | 0 | 0 |  |  |  |  | 0 | 0 | 0 |  |  |  |  | 0 | 0 | 0 |  |  |  |  | 0 | 0 | 0 |  |  |  |  | 0 | 0 | 0 |  |  |  |  | 0 | 0 | 0 |  |  |  |  | 0 | 0 | 0 |  |  |  |  | 0 | 0 | 0 |  |  |  |  | 0 | 0 | 0 |  |  |  |  | 0 | 0 | 0 |  |  |  |  | 0 | 0 | 0 |  |  |  |  | 0 | 0 | 0 |  |  |  |  | 0 | 0 | 0 |  |  |  |  | 0 | 0 | 0 |  |  |  |  | 0 | 0 | 0 |  |  |  |  | 0 | 0 | 0 |  |  |  |  | 0 | 0 | 0 |  |  |  |  | 0 | 0 | 0 |  |  |  |  | 0 | 0 | 0 |  |  |  |  | 0 | 0 | 0 |  |  |  |  | 0 | 0 | 0 |  |  |  |  | 0 | 0 | 0 |  |  |  |  | 0 | 0 | 0 |  |  |  |  | 0 | 0 | 0 |  |  |  |  | 0 | 0 | 0 |  |  |  |  | 0 | 0 | 0 |  |  |  |  | 0 | 0 | 0 |  |  |  |  | 0 | 0 | 0 |  |  |  |  | 0 | 0 | 0 |  |  |  |  | 0 | 0 | 0 |  |  |  |  | 0 | 0 | 0 |  |  |  |  | 0 | 0 | 0 |  |  |  |  | 0 | 0 | 0 |  |  |  |  | 0 | 0 | 0 |  |  |  |  | 0 | 0 | 0 |  |  |  |  | 0 | 0 | 0 |  |  |  |  | 0 | 0 | 0 |  |  |  |  | 0 | 0 | 0 |  |  |  |  | 0 | 0 | 0
|  |  | 0 | 0 | 0 |  |  |  |  | 0 | 0 | 0 |  |  |  |  | 0 | 0 | 0 |  |  |  |  | 0 | 0 | 0 |  |  |  |  | 0 | 0 | 0 |  |  |  |  | 0 | 0 | 0 |  |  |  |  | 0 | 0 | 0 |  |  |  |  | 0 | 0 | 0 |  |  |  |  | 0 | 0 | 0 |  |  |  |  | 0 | 0 | 0 |  |  |  |  | 0 | 0 | 0 |  |  |  |  | 0 | 0 | 0 |  |  |  |  | 0 | 0 | 0 |  |  |  |  | 0 | 0 | 0 |  |  |  |  | 0 | 0 | 0 |  |  |  |  | 0 | 0 | 0 |  |  |  |  | 0 | 0 | 0 |  |  |  |  | 0 | 0 | 0 |  |  |  |  | 0 | 0 | 0 |  |  |  |  | 0 | 0 | 0 |  |  |  |  | 0 | 0 | 0 |  |  |  |  | 0 | 0 | 0 |  |  |  |  | 0 | 0 | 0 |  |  |  |  | 0 | 0 | 0 |  |  |  |  | 0 | 0 | 0 |  |  |  |  | 0 | 0 | 0 |  |  |  |  | 0 | 0 | 0 |  |  |  |  | 0 | 0 | 0 |  |  |  |  | 0 | 0 | 0 |  |  |  |  | 0 | 0 | 0 |  |  |  |  | 0 | 0 | 0 |  |  |  |  | 0 | 0 | 0 |  |  |  |  | 0 | 0 | 0 |  |  |  |  | 0 | 0 | 0 |  |  |  |  | 0 | 0 | 0 |  |  |  |  | 0 | 0 | 0 |  |  |  |  | 0 | 0 | 0 |  |  |  |  | 0 | 0 | 0 |  |  |  |  | 0 | 0 | 0 |  |  |  |  | 0 | 0 | 0 |  |  |  |  | 0 | 0 | 0 |  |  |  |  | 0 | 0 | 0 |  |  |  |  | 0 | 0 | 0 |  |  |  |  | 0 | 0 | 0 |  |  |  |  | 0 | 0 | 0 |  |  |  |  | 0 | 0 | 0 |  |  |  |  | 0 | 0 | 0 |  |  |  |  | 0 | 0 | 0 |  |  |  |  | 0 | 0 | 0 |  |  |  |  | 0 | 0 | 0 |  |  |  |  | 0 | 0 | 0 |  |  |  |  | 0 | 0 | 0 |  |  |  |  | 0 | 0 | 0 |  |  |  |  | 0 | 0 | 0 |  |  |  |  | 0 | 0 | 0 |  |  |  |  | 0 | 0 | 0 |  |  |  |  | 0 | 0 | 0 |  |  |  |  | 0 | 0 | 0 |  |  |  |  | 0 | 0 | 0 |  |  |  |  | 0 | 0 | 0 |  |  |  |  | 0 | 0 | 0 |  |  |  |  | 0 | 0 | 0 |  |  |  |  | 0 | 0 | 0 |  |  |  |  | 0 | 0 | 0 |  |  |  |  | 0 | 0 | 0 |  |  |  |  | 0 | 0 | 0 |  |  |  |  | 0 | 0 | 0 |  |  |  |  | 0 | 0 | 0 |  |  |  |  | 0 | 0 | 0 |  |  |  |  | 0 | 0 | 0 |  |  |  |  | 0 | 0 | 0 |  |  |  |  | 0 | 0 | 0 |  |  |  |  | 0 | 0 | 0 |  |  |  |  | 0 | 0 | 0 |  |  |  |  | 0 | 0 | 0 |  |  |  |  | 0 | 0 | 0 |  |  |  |  | 0 | 0 | 0 |  |  |  |  | 0 | 0 | 0 |  |  |  |  | 0 | 0 | 0 |  |  |  |  | 0 | 0 | 0 |  |  |  |  | 0 | 0 | 0 |  |  |  |  | 0 | 0 | 0 |  |  |  |  | 0 | 0 | 0 |  |  |  |  | 0 | 0 | 0 |  |  |  |  | 0 | 0 | 0 |  |  |  |  | 0 | 0 | 0 |  |  |  |  | 0 | 0 | 0 |  |  |  |  | 0 | 0 | 0 |  |  |  |  | 0 | 0 | 0 |  |  |  |  | 0 | 0 | 0 |  |  |  |  | 0 | 0 | 0 |  |  |  |  | 0 | 0 | 0 |  |  |  |  | 0 | 0 | 0 |  |  |  |  | 0 | 0 | 0 |  |  |  |  | 0 | 0 | 0 |  |  |  |  | 0 | 0 | 0 |  |  |  |  | 0 | 0 | 0 |  |  |  |  | 0 | 0 | 0 |  |  |  |  | 0 | 0 | 0 |  |  |  |  | 0 | 0 | 0 |  |  |  |  | 0 | 0 | 0 |  |  |  |  | 0 | 0 | 0 |  |  |  |  | 0 | 0 | 0 |  |  |  |  | 0 | 0 | 0 |  |  |  |  | 0 | 0 | 0 |  |  |  |  | 0 | 0 | 0 |  |  |  |  | 0 | 0 | 0 |  |  |  |  | 0 | 0 | 0 |  |  |  |  | 0 | 0 | 0 |  |  |  |  | 0 | 0 | 0 |  |  |  |  | 0 | 0 | 0 |  |  |  |  | 0 | 0 | 0 |  |  |  |  | 0 | 0 | 0 |  |  |  |  | 0 | 0 | 0 |  |  |  |  | 0 | 0 | 0 |  |  |  |  | 0 | 0 | 0 |  |  |  |  | 0 | 0 | 0 |  |  |  |  | 0 | 0 | 0 |  |  |  |  | 0 | 0 | 0 |  |  |  |  | 0 | 0 | 0 |  |  |  |  | 0 | 0 | 0 |  |  |  |  | 0 | 0 | 0 |  |  |  |  | 0 | 0 | 0 |  |  |  |  | 0 | 0 | 0 |  |  |  |  | 0 | 0 | 0 |  |  |  |  | 0 | 0 | 0 |  |  |  |  | 0 | 0 | 0 |  |  |  |  | 0 | 0 | 0 |  |  |  |  | 0 | 0 | 0 |  |  |  |  | 0 | 0 | 0 |  |  |  |  | 0 | 0 | 0 |  |  |  |  | 0 | 0 | 0 |  |  |  |  | 0 | 0 | 0 |  |  |  |  | 0 | 0 | 0 |  |  |  |  | 0 | 0 | 0 |  |  |  |  | 0 | 0 | 0 |  |  |  |  | 0 | 0 | 0 |  |  |  |  | 0 | 0 | 0 |  |  |  |  | 0 | 0 | 0 |  |  |  |  | 0 | 0 | 0 |  |  |  |  | 0 | 0 | 0 |  |  |  |  | 0 | 0 | 0 |  |  |  |  | 0 | 0 | 0 |  |  |  |  | 0 | 0 | 0 |  |  |  |  | 0 | 0 | 0 |  |  |  |  | 0 | 0 | 0 |  |  |  |  | 0 | 0 | 0 |  |  |  |  | 0 | 0 | 0 |  |  |  |  | 0 | 0 | 0 |  |  |  |  | 0 | 0 | 0 |  |  |  |  | 0 | 0 | 0 |  |  |  |  | 0 | 0 | 0 |  |  |  |  | 0 | 0 | 0 |  |  |  |  | 0 | 0 | 0 |  |  |  |  | 0 | 0 | 0 |  |  |  |  | 0 | 0 | 0 |  |  |  |  | 0 | 0 | 0 |  |  |  |  | 0 | 0 | 0 |  |  |  |  | 0 | 0 | 0 |  |  |  |  | 0 | 0 | 0 |  |  |  |  | 0 | 0 | 0 |  |  |  |  | 0 | 0 | 0 |  |  |  |  | 0 | 0 | 0 |  |  |  |  | 0 | 0 | 0 |  |  |  |  | 0 | 0 | 0 |  |  |  |  | 0 | 0 | 0 |  |  |  |  | 0 | 0 | 0 |  |  |  |  | 0 | 0 | 0 |  |  |  |  | 0 | 0 | 0 |  |  |  |  | 0 | 0 | 0 |  |  |  |  | 0 | 0 | 0 |  |  |  |  | 0 | 0 | 0 |  |  |  |  | 0 | 0 | 0 |  |  |  |  | 0 | 0 | 0 |  |  |  |  | 0 | 0 | 0 |  |  |  |  | 0 | 0 | 0 |  |  |  |  | 0 | 0 | 0 |  |  |  |  | 0 | 0 | 0 |  |  |  |  | 0 | 0 | 0 |  |  |  |  | 0 | 0 | 0 |  |  |  |  | 0 | 0 | 0 |  |  |  |  | 0 | 0 | 0 |  |  |  |  | 0 | 0 | 0 |  |  |  |  | 0 | 0 | 0 |  |  |  |  | 0 | 0 | 0 |  |  |  |  | 0 | 0 | 0 |  |  |  |  | 0 | 0 | 0 |  |  |  |  | 0 | 0 | 0 |  |  |  |  | 0 | 0 | 0 |  |  |  |  | 0 | 0 | 0 |  |  |  |  | 0 | 0 | 0 |  |  |  |  | 0 | 0 | 0 |  |  |  |  | 0 | 0 | 0 |  |  |  |  | 0 | 0 | 0 |  |  |  |  | 0 | 0 | 0 |  |  |  |  | 0 | 0 | 0 |  |  |  |  | 0 | 0 | 0 |  |  |  |  | 0 | 0 | 0 |  |  |  |  | 0 | 0 | 0 |  |  |  |  | 0 | 0 | 0 |  |  |  |  | 0 | 0 | 0 |  |  |  |  | 0 | 0 | 0 |  |  |  |  | 0 | 0 | 0 |  |  |  |  | 0 | 0 | 0 |  |  |  |  | 0 | 0 | 0 |  |  |  |  | 0 | 0 | 0 |  |  |  |  | 0 | 0 | 0 |  |  |  |  | 0 | 0 | 0 |  |  |  |  | 0 | 0 | 0 |  |  |  |  | 0 | 0 | 0 |  |  |  |  | 0 | 0 | 0 |  |  |  |  | 0 | 0 | 0 |  |  |  |  | 0 | 0 | 0 |  |  |  |  | 0 | 0 | 0 |  |  |  |  | 0 | 0 | 0 |  |  |  |  | 0 | 0 | 0 |  |  |  |  | 0 | 0 | 0 |  |  |  |  | 0 | 0 | 0 |  |  |  |  | 0 | 0 | 0 |  |  |  |  | 0 | 0 | 0 |  |  |  |  | 0 | 0 | 0 |  |  |  |  | 0 | 0 | 0 |  |  |  |  | 0 | 0 | 0 |  |  |  |  | 0 | 0 | 0 |  |  |  |  | 0 | 0 | 0 |  |  |  |  | 0 | 0 | 0 |  |  |  |  | 0 | 0 | 0 |  |  |  |  | 0 | 0 | 0 |  |  |  |  | 0 | 0 | 0 |  |  |  |  | 0 | 0 | 0 |  |  |  |  | 0 | 0 | 0 |  |  |  |  | 0 | 0 | 0 |  |  |  |  | 0 | 0 | 0 |  |  |  |  | 0 | 0 | 0 |  |  |  |  | 0 | 0 | 0 |  |  |  |  | 0 | 0 | 0 |  |  |  |  | 0 | 0 | 0 |  |  |  |  | 0 | 0 | 0 |  |  |  |  | 0 | 0 | 0 |  |  |  |  | 0 | 0 | 0 |  |  |  |  | 0 | 0 | 0 |  |  |  |  | 0 | 0 | 0 |  |  |  |  | 0 | 0 | 0 |  |  |  |  | 0 | 0 | 0 |  |  |  |  | 0 | 0 | 0 |  |  |  |  | 0 | 0 | 0 |  |  |  |  | 0 | 0 | 0 |  |  |  |  | 0 | 0 | 0 |  |  |  |  | 0 | 0 | 0 |  |  |  |  | 0 | 0 | 0 |  |  |  |  | 0 | 0 | 0 |  |  |  |  | 0 | 0 | 0 |  |  |  |  | 0 | 0 | 0 |  |  |  |  | 0 | 0 | 0 |  |  |  |  | 0 | 0 | 0 |  |  |  |  | 0 | 0 | 0 |  |  |  |  | 0 | 0 | 0 |  |  |  |  | 0 | 0 | 0 |  |  |  |  | 0 | 0 | 0 |  |  |  |  | 0 | 0 | 0 |  |  |  |  | 0 | 0 | 0 |  |  |  |  | 0 | 0 | 0 |  |  |  |  | 0 | 0 | 0 |  |  |  |  | 0 | 0 | 0 |  |  |  |  | 0 | 0 | 0 |  |  |  |  | 0 | 0 | 0 |  |  |  |  | 0 | 0 | 0 |  |  |  |  | 0 | 0 | 0 |  |  |  |  | 0 | 0 | 0 |  |  |  |  | 0 | 0 | 0 |  |  |  |  | 0 | 0 | 0 |  |  |  |  | 0 | 0 | 0 |  |  |  |  | 0 | 0 | 0 |  |  |  |  | 0 | 0 | 0 |  |  |  |  | 0 | 0 | 0 |  |  |  |  | 0 | 0 | 0 |  |  |  |  | 0 | 0 | 0 |  |  |  |  | 0 | 0 | 0 |  |  |  |  | 0 | 0 | 0 |  |  |  |  | 0 | 0 | 0 |  |  |  |  | 0 | 0 | 0 |  |  |  |  | 0 | 0 | 0 |  |  |  |  | 0 | 0 | 0 |  |  |  |  | 0 | 0 | 0 |  |  |  |  | 0 | 0 | 0 |  |  |  |  | 0 | 0 | 0 |  |  |  |  | 0 | 0 | 0 |  |  |  |  | 0 | 0 | 0 |  |  |  |  | 0 | 0 | 0
|  |  | 0 | 0 | 0 |  |  |  |  | 0 | 0 | 0 |  |  |  |  | 0 | 0 | 0 |  |  |  |  | 0 | 0 | 0 |  |  |  |  | 0 | 0 | 0 |  |  |  |  | 0 | 0 | 0 |  |  |  |  | 0 | 0 | 0 |  |  |  |  | 0 | 0 | 0 |  |  |  |  | 0 | 0 | 0 |  |  |  |  | 0 | 0 | 0 |  |  |  |  | 0 | 0 | 0 |  |  |  |  | 0 | 0 | 0 |  |  |  |  | 0 | 0 | 0 |  |  |  |  | 0 | 0 | 0 |  |  |  |  | 0 | 0 | 0 |  |  |  |  | 0 | 0 | 0 |  |  |  |  | 0 | 0 | 0 |  |  |  |  | 0 | 0 | 0 |  |  |  |  | 0 | 0 | 0 |  |  |  |  | 0 | 0 | 0 |  |  |  |  | 0 | 0 | 0 |  |  |  |  | 0 | 0 | 0 |  |  |  |  | 0 | 0 | 0 |  |  |  |  | 0 | 0 | 0 |  |  |  |  | 0 | 0 | 0 |  |  |  |  | 0 | 0 | 0 |  |  |  |  | 0 | 0 | 0 |  |  |  |  | 0 | 0 | 0 |  |  |  |  | 0 | 0 | 0 |  |  |  |  | 0 | 0 | 0 |  |  |  |  | 0 | 0 | 0 |  |  |  |  | 0 | 0 | 0 |  |  |  |  | 0 | 0 | 0 |  |  |  |  | 0 | 0 | 0 |  |  |  |  | 0 | 0 | 0 |  |  |  |  | 0 | 0 | 0 |  |  |  |  | 0 | 0 | 0 |  |  |  |  | 0 | 0 | 0 |  |  |  |  | 0 | 0 | 0 |  |  |  |  | 0 | 0 | 0 |  |  |  |  | 0 | 0 | 0 |  |  |  |  | 0 | 0 | 0 |  |  |  |  | 0 | 0 | 0 |  |  |  |  | 0 | 0 | 0 |  |  |  |  | 0 | 0 | 0 |  |  |  |  | 0 | 0 | 0 |  |  |  |  | 0 | 0 | 0 |  |  |  |  | 0 | 0 | 0 |  |  |  |  | 0 | 0 | 0 |  |  |  |  | 0 | 0 | 0 |  |  |  |  | 0 | 0 | 0 |  |  |  |  | 0 | 0 | 0 |  |  |  |  | 0 | 0 | 0 |  |  |  |  | 0 | 0 | 0 |  |  |  |  | 0 | 0 | 0 |  |  |  |  | 0 | 0 | 0 |  |  |  |  | 0 | 0 | 0 |  |  |  |  | 0 | 0 | 0 |  |  |  |  | 0 | 0 | 0 |  |  |  |  | 0 | 0 | 0 |  |  |  |  | 0 | 0 | 0 |  |  |  |  | 0 | 0 | 0 |  |  |  |  | 0 | 0 | 0 |  |  |  |  | 0 | 0 | 0 |  |  |  |  | 0 | 0 | 0 |  |  |  |  | 0 | 0 | 0 |  |  |  |  | 0 | 0 | 0 |  |  |  |  | 0 | 0 | 0 |  |  |  |  | 0 | 0 | 0 |  |  |  |  | 0 | 0 | 0 |  |  |  |  | 0 | 0 | 0 |  |  |  |  | 0 | 0 | 0 |  |  |  |  | 0 | 0 | 0 |  |  |  |  | 0 | 0 | 0 |  |  |  |  | 0 | 0 | 0 |  |  |  |  | 0 | 0 | 0 |  |  |  |  | 0 | 0 | 0 |  |  |  |  | 0 | 0 | 0 |  |  |  |  | 0 | 0 | 0 |  |  |  |  | 0 | 0 | 0 |  |  |  |  | 0 | 0 | 0 |  |  |  |  | 0 | 0 | 0 |  |  |  |  | 0 | 0 | 0 |  |  |  |  | 0 | 0 | 0 |  |  |  |  | 0 | 0 | 0 |  |  |  |  | 0 | 0 | 0 |  |  |  |  | 0 | 0 | 0 |  |  |  |  | 0 | 0 | 0 |  |  |  |  | 0 | 0 | 0 |  |  |  |  | 0 | 0 | 0 |  |  |  |  | 0 | 0 | 0 |  |  |  |  | 0 | 0 | 0 |  |  |  |  | 0 | 0 | 0 |  |  |  |  | 0 | 0 | 0 |  |  |  |  | 0 | 0 | 0 |  |  |  |  | 0 | 0 | 0 |  |  |  |  | 0 | 0 | 0 |  |  |  |  | 0 | 0 | 0 |  |  |  |  | 0 | 0 | 0 |  |  |  |  | 0 | 0 | 0 |  |  |  |  | 0 | 0 | 0 |  |  |  |  | 0 | 0 | 0 |  |  |  |  | 0 | 0 | 0 |  |  |  |  | 0 | 0 | 0 |  |  |  |  | 0 | 0 | 0 |  |  |  |  | 0 | 0 | 0 |  |  |  |  | 0 | 0 | 0 |  |  |  |  | 0 | 0 | 0 |  |  |  |  | 0 | 0 | 0 |  |  |  |  | 0 | 0 | 0 |  |  |  |  | 0 | 0 | 0 |  |  |  |  | 0 | 0 | 0 |  |  |  |  | 0 | 0 | 0 |  |  |  |  | 0 | 0 | 0 |  |  |  |  | 0 | 0 | 0 |  |  |  |  | 0 | 0 | 0 |  |  |  |  | 0 | 0 | 0 |  |  |  |  | 0 | 0 | 0 |  |  |  |  | 0 | 0 | 0 |  |  |  |  | 0 | 0 | 0 |  |  |  |  | 0 | 0 | 0 |  |  |  |  | 0 | 0 | 0 |  |  |  |  | 0 | 0 | 0 |  |  |  |  | 0 | 0 | 0 |  |  |  |  | 0 | 0 | 0 |  |  |  |  | 0 | 0 | 0 |  |  |  |  | 0 | 0 | 0 |  |  |  |  | 0 | 0 | 0 |  |  |  |  | 0 | 0 | 0 |  |  |  |  | 0 | 0 | 0 |  |  |  |  | 0 | 0 | 0 |  |  |  |  | 0 | 0 | 0 |  |  |  |  | 0 | 0 | 0 |  |  |  |  | 0 | 0 | 0 |  |  |  |  | 0 | 0 | 0 |  |  |  |  | 0 | 0 | 0 |  |  |  |  | 0 | 0 | 0 |  |  |  |  | 0 | 0 | 0 |  |  |  |  | 0 | 0 | 0 |  |  |  |  | 0 | 0 | 0 |  |  |  |  | 0 | 0 | 0 |  |  |  |  | 0 | 0 | 0 |  |  |  |  | 0 | 0 | 0 |  |  |  |  | 0 | 0 | 0 |  |  |  |  | 0 | 0 | 0 |  |  |  |  | 0 | 0 | 0 |  |  |  |  | 0 | 0 | 0 |  |  |  |  | 0 | 0 | 0 |  |  |  |  | 0 | 0 | 0 |  |  |  |  | 0 | 0 | 0 |  |  |  |  | 0 | 0 | 0 |  |  |  |  | 0 | 0 | 0 |  |  |  |  | 0 | 0 | 0 |  |  |  |  | 0 | 0 | 0 |  |  |  |  | 0 | 0 | 0 |  |  |  |  | 0 | 0 | 0 |  |  |  |  | 0 | 0 | 0 |  |  |  |  | 0 | 0 | 0 |  |  |  |  | 0 | 0 | 0 |  |  |  |  | 0 | 0 | 0 |  |  |  |  | 0 | 0 | 0 |  |  |  |  | 0 | 0 | 0 |  |  |  |  | 0 | 0 | 0 |  |  |  |  | 0 | 0 | 0 |  |  |  |  | 0 | 0 | 0 |  |  |  |  | 0 | 0 | 0 |  |  |  |  | 0 | 0 | 0 |  |  |  |  | 0 | 0 | 0 |  |  |  |  | 0 | 0 | 0 |  |  |  |  | 0 | 0 | 0 |  |  |  |  | 0 | 0 | 0 |  |  |  |  | 0 | 0 | 0 |  |  |  |  | 0 | 0 | 0 |  |  |  |  | 0 | 0 | 0 |  |  |  |  | 0 | 0 | 0 |  |  |  |  | 0 | 0 | 0 |  |  |  |  | 0 | 0 | 0 |  |  |  |  | 0 | 0 | 0 |  |  |  |  | 0 | 0 | 0 |  |  |  |  | 0 | 0 | 0 |  |  |  |  | 0 | 0 | 0 |  |  |  |  | 0 | 0 | 0 |  |  |  |  | 0 | 0 | 0 |  |  |  |  | 0 | 0 | 0 |  |  |  |  | 0 | 0 | 0 |  |  |  |  | 0 | 0 | 0 |  |  |  |  | 0 | 0 | 0 |  |  |  |  | 0 | 0 | 0 |  |  |  |  | 0 | 0 | 0 |  |  |  |  | 0 | 0 | 0 |  |  |  |  | 0 | 0 | 0 |  |  |  |  | 0 | 0 | 0 |  |  |  |  | 0 | 0 | 0 |  |  |  |  | 0 | 0 | 0 |  |  |  |  | 0 | 0 | 0 |  |  |  |  | 0 | 0 | 0 |  |  |  |  | 0 | 0 | 0 |  |  |  |  | 0 | 0 | 0 |  |  |  |  | 0 | 0 | 0 |  |  |  |  | 0 | 0 | 0 |  |  |  |  | 0 | 0 | 0 |  |  |  |  | 0 | 0 | 0 |  |  |  |  | 0 | 0 | 0 |  |  |  |  | 0 | 0 | 0 |  |  |  |  | 0 | 0 | 0 |  |  |  |  | 0 | 0 | 0 |  |  |  |  | 0 | 0 | 0 |  |  |  |  | 0 | 0 | 0 |  |  |  |  | 0 | 0 | 0 |  |  |  |  | 0 | 0 | 0 |  |  |  |  | 0 | 0 | 0 |  |  |  |  | 0 | 0 | 0 |  |  |  |  | 0 | 0 | 0 |  |  |  |  | 0 | 0 | 0 |  |  |  |  | 0 | 0 | 0 |  |  |  |  | 0 | 0 | 0 |  |  |  |  | 0 | 0 | 0 |  |  |  |  | 0 | 0 | 0 |  |  |  |  | 0 | 0 | 0 |  |  |  |  | 0 | 0 | 0 |  |  |  |  | 0 | 0 | 0 |  |  |  |  | 0 | 0 | 0 |  |  |  |  | 0 | 0 | 0 |  |  |  |  | 0 | 0 | 0 |  |  |  |  | 0 | 0 | 0 |  |  |  |  | 0 | 0 | 0 |  |  |  |  | 0 | 0 | 0 |  |  |  |  | 0 | 0 | 0 |  |  |  |  | 0 | 0 | 0 |  |  |  |  | 0 | 0 | 0 |  |  |  |  | 0 | 0 | 0 |  |  |  |  | 0 | 0 | 0 |  |  |  |  | 0 | 0 | 0 |  |  |  |  | 0 | 0 | 0 |  |  |  |  | 0 | 0 | 0 |  |  |  |  | 0 | 0 | 0 |  |  |  |  | 0 | 0 | 0 |  |  |  |  | 0 | 0 | 0 |  |  |  |  | 0 | 0 | 0 |  |  |  |  | 0 | 0 | 0 |  |  |  |  | 0 | 0 | 0 |  |  |  |  | 0 | 0 | 0 |  |  |  |  | 0 | 0 | 0 |  |  |  |  | 0 | 0 | 0 |  |  |  |  | 0 | 0 | 0 |  |  |  |  | 0 | 0 | 0 |  |  |  |  | 0 | 0 | 0 |  |  |  |  | 0 | 0 | 0 |  |  |  |  | 0 | 0 | 0 |  |  |  |  | 0 | 0 | 0 |  |  |  |  | 0 | 0 | 0 |  |  |  |  | 0 | 0 | 0 |  |  |  |  | 0 | 0 | 0 |  |  |  |  | 0 | 0 | 0 |  |  |  |  | 0 | 0 | 0 |  |  |  |  | 0 | 0 | 0 |  |  |  |  | 0 | 0 | 0 |  |  |  |  | 0 | 0 | 0 |  |  |  |  | 0 | 0 | 0 |  |  |  |  | 0 | 0 | 0 |  |  |  |  | 0 | 0 | 0 |  |  |  |  | 0 | 0 | 0 |  |  |  |  | 0 | 0 | 0 |  |  |  |  | 0 | 0 | 0 |  |  |  |  | 0 | 0 | 0 |  |  |  |  | 0 | 0 | 0 |  |  |  |  | 0 | 0 | 0 |  |  |  |  | 0 | 0 | 0 |  |  |  |  | 0 | 0 | 0 |  |  |  |  | 0 | 0 | 0 |  |  |  |  | 0 | 0 | 0 |  |  |  |  | 0 | 0 | 0 |  |  |  |  | 0 | 0 | 0 |  |  |  |  | 0 | 0 | 0 |  |  |  |  | 0 | 0 | 0 |  |  |  |  | 0 | 0 | 0 |  |  |  |  | 0 | 0 | 0 |  |  |  |  | 0 | 0 | 0 |  |  |  |  | 0 | 0 | 0 |  |  |  |  | 0 | 0 | 0 |  |  |  |  | 0 | 0 | 0 |  |  |  |  | 0 | 0 | 0 |  |  |  |  | 0 | 0 | 0 |  |  |  |  | 0 | 0 | 0 |  |  |  |  | 0 | 0 | 0 |  |  |  |  | 0 | 0 | 0 |  |  |  |  | 0 | 0 | 0 |  |  |  |  | 0 | 0 | 0 |  |  |  |  | 0 | 0 | 0
|  |  | 0 | 0 | 0 |  |  |  |  | 0 | 0 | 0 |  |  |  |  | 0 | 0 | 0 |  |  |  |  | 0 | 0 | 0 |  |  |  |  | 0 | 0 | 0 |  |  |  |  | 0 | 0 | 0 |  |  |  |  | 0 | 0 | 0 |  |  |  |  | 0 | 0 | 0 |  |  |  |  | 0 | 0 | 0 |  |  |  |  | 0 | 0 | 0 |  |  |  |  | 0 | 0 | 0 |  |  |  |  | 0 | 0 | 0 |  |  |  |  | 0 | 0 | 0 |  |  |  |  | 0 | 0 | 0 |  |  |  |  | 0 | 0 | 0 |  |  |  |  | 0 | 0 | 0 |  |  |  |  | 0 | 0 | 0 |  |  |  |  | 0 | 0 | 0 |  |  |  |  | 0 | 0 | 0 |  |  |  |  | 0 | 0 | 0 |  |  |  |  | 0 | 0 | 0 |  |  |  |  | 0 | 0 | 0 |  |  |  |  | 0 | 0 | 0 |  |  |  |  | 0 | 0 | 0 |  |  |  |  | 0 | 0 | 0 |  |  |  |  | 0 | 0 | 0 |  |  |  |  | 0 | 0 | 0 |  |  |  |  | 0 | 0 | 0 |  |  |  |  | 0 | 0 | 0 |  |  |  |  | 0 | 0 | 0 |  |  |  |  | 0 | 0 | 0 |  |  |  |  | 0 | 0 | 0 |  |  |  |  | 0 | 0 | 0 |  |  |  |  | 0 | 0 | 0 |  |  |  |  | 0 | 0 | 0 |  |  |  |  | 0 | 0 | 0 |  |  |  |  | 0 | 0 | 0 |  |  |  |  | 0 | 0 | 0 |  |  |  |  | 0 | 0 | 0 |  |  |  |  | 0 | 0 | 0 |  |  |  |  | 0 | 0 | 0 |  |  |  |  | 0 | 0 | 0 |  |  |  |  | 0 | 0 | 0 |  |  |  |  | 0 | 0 | 0 |  |  |  |  | 0 | 0 | 0 |  |  |  |  | 0 | 0 | 0 |  |  |  |  | 0 | 0 | 0 |  |  |  |  | 0 | 0 | 0 |  |  |  |  | 0 | 0 | 0 |  |  |  |  | 0 | 0 | 0 |  |  |  |  | 0 | 0 | 0 |  |  |  |  | 0 | 0 | 0 |  |  |  |  | 0 | 0 | 0 |  |  |  |  | 0 | 0 | 0 |  |  |  |  | 0 | 0 | 0 |  |  |  |  | 0 | 0 | 0 |  |  |  |  | 0 | 0 | 0 |  |  |  |  | 0 | 0 | 0 |  |  |  |  | 0 | 0 | 0 |  |  |  |  | 0 | 0 | 0 |  |  |  |  | 0 | 0 | 0 |  |  |  |  | 0 | 0 | 0 |  |  |  |  | 0 | 0 | 0 |  |  |  |  | 0 | 0 | 0 |  |  |  |  | 0 | 0 | 0 |  |  |  |  | 0 | 0 | 0 |  |  |  |  | 0 | 0 | 0 |  |  |  |  | 0 | 0 | 0 |  |  |  |  | 0 | 0 | 0 |  |  |  |  | 0 | 0 | 0 |  |  |  |  | 0 | 0 | 0 |  |  |  |  | 0 | 0 | 0 |  |  |  |  | 0 | 0 | 0 |  |  |  |  | 0 | 0 | 0 |  |  |  |  | 0 | 0 | 0 |  |  |  |  | 0 | 0 | 0 |  |  |  |  | 0 | 0 | 0 |  |  |  |  | 0 | 0 | 0 |  |  |  |  | 0 | 0 | 0 |  |  |  |  | 0 | 0 | 0 |  |  |  |  | 0 | 0 | 0 |  |  |  |  | 0 | 0 | 0 |  |  |  |  | 0 | 0 | 0 |  |  |  |  | 0 | 0 | 0 |  |  |  |  | 0 | 0 | 0 |  |  |  |  | 0 | 0 | 0 |  |  |  |  | 0 | 0 | 0 |  |  |  |  | 0 | 0 | 0 |  |  |  |  | 0 | 0 | 0 |  |  |  |  | 0 | 0 | 0 |  |  |  |  | 0 | 0 | 0 |  |  |  |  | 0 | 0 | 0 |  |  |  |  | 0 | 0 | 0 |  |  |  |  | 0 | 0 | 0 |  |  |  |  | 0 | 0 | 0 |  |  |  |  | 0 | 0 | 0 |  |  |  |  | 0 | 0 | 0 |  |  |  |  | 0 | 0 | 0 |  |  |  |  | 0 | 0 | 0 |  |  |  |  | 0 | 0 | 0 |  |  |  |  | 0 | 0 | 0 |  |  |  |  | 0 | 0 | 0 |  |  |  |  | 0 | 0 | 0 |  |  |  |  | 0 | 0 | 0 |  |  |  |  | 0 | 0 | 0 |  |  |  |  | 0 | 0 | 0 |  |  |  |  | 0 | 0 | 0 |  |  |  |  | 0 | 0 | 0 |  |  |  |  | 0 | 0 | 0 |  |  |  |  | 0 | 0 | 0 |  |  |  |  | 0 | 0 | 0 |  |  |  |  | 0 | 0 | 0 |  |  |  |  | 0 | 0 | 0 |  |  |  |  | 0 | 0 | 0 |  |  |  |  | 0 | 0 | 0 |  |  |  |  | 0 | 0 | 0 |  |  |  |  | 0 | 0 | 0 |  |  |  |  | 0 | 0 | 0 |  |  |  |  | 0 | 0 | 0 |  |  |  |  | 0 | 0 | 0 |  |  |  |  | 0 | 0 | 0 |  |  |  |  | 0 | 0 | 0 |  |  |  |  | 0 | 0 | 0 |  |  |  |  | 0 | 0 | 0 |  |  |  |  | 0 | 0 | 0 |  |  |  |  | 0 | 0 | 0 |  |  |  |  | 0 | 0 | 0 |  |  |  |  | 0 | 0 | 0 |  |  |  |  | 0 | 0 | 0 |  |  |  |  | 0 | 0 | 0 |  |  |  |  | 0 | 0 | 0 |  |  |  |  | 0 | 0 | 0 |  |  |  |  | 0 | 0 | 0 |  |  |  |  | 0 | 0 | 0 |  |  |  |  | 0 | 0 | 0 |  |  |  |  | 0 | 0 | 0 |  |  |  |  | 0 | 0 | 0 |  |  |  |  | 0 | 0 | 0 |  |  |  |  | 0 | 0 | 0 |  |  |  |  | 0 | 0 | 0 |  |  |  |  | 0 | 0 | 0 |  |  |  |  | 0 | 0 | 0 |  |  |  |  | 0 | 0 | 0 |  |  |  |  | 0 | 0 | 0 |  |  |  |  | 0 | 0 | 0 |  |  |  |  | 0 | 0 | 0 |  |  |  |  | 0 | 0 | 0 |  |  |  |  | 0 | 0 | 0 |  |  |  |  | 0 | 0 | 0 |  |  |  |  | 0 | 0 | 0 |  |  |  |  | 0 | 0 | 0 |  |  |  |  | 0 | 0 | 0 |  |  |  |  | 0 | 0 | 0 |  |  |  |  | 0 | 0 | 0 |  |  |  |  | 0 | 0 | 0 |  |  |  |  | 0 | 0 | 0 |  |  |  |  | 0 | 0 | 0 |  |  |  |  | 0 | 0 | 0 |  |  |  |  | 0 | 0 | 0 |  |  |  |  | 0 | 0 | 0 |  |  |  |  | 0 | 0 | 0 |  |  |  |  | 0 | 0 | 0 |  |  |  |  | 0 | 0 | 0 |  |  |  |  | 0 | 0 | 0 |  |  |  |  | 0 | 0 | 0 |  |  |  |  | 0 | 0 | 0 |  |  |  |  | 0 | 0 | 0 |  |  |  |  | 0 | 0 | 0 |  |  |  |  | 0 | 0 | 0 |  |  |  |  | 0 | 0 | 0 |  |  |  |  | 0 | 0 | 0 |  |  |  |  | 0 | 0 | 0 |  |  |  |  | 0 | 0 | 0 |  |  |  |  | 0 | 0 | 0 |  |  |  |  | 0 | 0 | 0 |  |  |  |  | 0 | 0 | 0 |  |  |  |  | 0 | 0 | 0 |  |  |  |  | 0 | 0 | 0 |  |  |  |  | 0 | 0 | 0 |  |  |  |  | 0 | 0 | 0 |  |  |  |  | 0 | 0 | 0 |  |  |  |  | 0 | 0 | 0 |  |  |  |  | 0 | 0 | 0 |  |  |  |  | 0 | 0 | 0 |  |  |  |  | 0 | 0 | 0 |  |  |  |  | 0 | 0 | 0 |  |  |  |  | 0 | 0 | 0 |  |  |  |  | 0 | 0 | 0 |  |  |  |  | 0 | 0 | 0 |  |  |  |  | 0 | 0 | 0 |  |  |  |  | 0 | 0 | 0 |  |  |  |  | 0 | 0 | 0 |  |  |  |  | 0 | 0 | 0 |  |  |  |  | 0 | 0 | 0 |  |  |  |  | 0 | 0 | 0 |  |  |  |  | 0 | 0 | 0 |  |  |  |  | 0 | 0 | 0 |  |  |  |  | 0 | 0 | 0 |  |  |  |  | 0 | 0 | 0 |  |  |  |  | 0 | 0 | 0 |  |  |  |  | 0 | 0 | 0 |  |  |  |  | 0 | 0 | 0 |  |  |  |  | 0 | 0 | 0 |  |  |  |  | 0 | 0 | 0 |  |  |  |  | 0 | 0 | 0 |  |  |  |  | 0 | 0 | 0 |  |  |  |  | 0 | 0 | 0 |  |  |  |  | 0 | 0 | 0 |  |  |  |  | 0 | 0 | 0 |  |  |  |  | 0 | 0 | 0 |  |  |  |  | 0 | 0 | 0 |  |  |  |  | 0 | 0 | 0 |  |  |  |  | 0 | 0 | 0 |  |  |  |  | 0 | 0 | 0 |  |  |  |  | 0 | 0 | 0 |  |  |  |  | 0 | 0 | 0 |  |  |  |  | 0 | 0 | 0 |  |  |  |  | 0 | 0 | 0 |  |  |  |  | 0 | 0 | 0 |  |  |  |  | 0 | 0 | 0 |  |  |  |  | 0 | 0 | 0 |  |  |  |  | 0 | 0 | 0 |  |  |  |  | 0 | 0 | 0 |  |  |  |  | 0 | 0 | 0 |  |  |  |  | 0 | 0 | 0 |  |  |  |  | 0 | 0 | 0 |  |  |  |  | 0 | 0 | 0 |  |  |  |  | 0 | 0 | 0 |  |  |  |  | 0 | 0 | 0 |  |  |  |  | 0 | 0 | 0 |  |  |  |  | 0 | 0 | 0 |  |  |  |  | 0 | 0 | 0 |  |  |  |  | 0 | 0 | 0 |  |  |  |  | 0 | 0 | 0 |  |  |  |  | 0 | 0 | 0 |  |  |  |  | 0 | 0 | 0 |  |  |  |  | 0 | 0 | 0 |  |  |  |  | 0 | 0 | 0 |  |  |  |  | 0 | 0 | 0 |  |  |  |  | 0 | 0 | 0 |  |  |  |  | 0 | 0 | 0 |  |  |  |  | 0 | 0 | 0 |  |  |  |  | 0 | 0 | 0 |  |  |  |  | 0 | 0 | 0 |  |  |  |  | 0 | 0 | 0 |  |  |  |  | 0 | 0 | 0 |  |  |  |  | 0 | 0 | 0 |  |  |  |  | 0 | 0 | 0 |  |  |  |  | 0 | 0 | 0 |  |  |  |  | 0 | 0 | 0 |  |  |  |  | 0 | 0 | 0 |  |  |  |  | 0 | 0 | 0 |  |  |  |  | 0 | 0 | 0 |  |  |  |  | 0 | 0 | 0 |  |  |  |  | 0 | 0 | 0 |  |  |  |  | 0 | 0 | 0 |  |  |  |  | 0 | 0 | 0 |  |  |  |  | 0 | 0 | 0 |  |  |  |  | 0 | 0 | 0 |  |  |  |  | 0 | 0 | 0 |  |  |  |  | 0 | 0 | 0 |  |  |  |  | 0 | 0 | 0 |  |  |  |  | 0 | 0 | 0 |  |  |  |  | 0 | 0 | 0 |  |  |  |  | 0 | 0 | 0 |  |  |  |  | 0 | 0 | 0 |  |  |  |  | 0 | 0 | 0 |  |  |  |  | 0 | 0 | 0 |  |  |  |  | 0 | 0 | 0 |  |  |  |  | 0 | 0 | 0 |  |  |  |  | 0 | 0 | 0 |  |  |  |  | 0 | 0 | 0 |  |  |  |  | 0 | 0 | 0 |  |  |  |  | 0 | 0 | 0 |  |  |  |  | 0 | 0 | 0 |  |  |  |  | 0 | 0 | 0 |  |  |  |  | 0 | 0 | 0 |  |  |  |  | 0 | 0 | 0 |  |  |  |  | 0 | 0 | 0 |  |  |  |  | 0 | 0 | 0 |  |  |  |  | 0 | 0 | 0 |  |  |  |  | 0 | 0 | 0 |  |  |  |  | 0 | 0 | 0 |  |  |  |  | 0 | 0 | 0 |  |  |  |  | 0 | 0 | 0 |  |  |  |  | 0 | 0 | 0 |  |  |  |  | 0 | 0 | 0 |  |  |  |  | 0 | 0 | 0 |  |  |  |  | 0 | 0 | 0
|  |  | 0 | 0 | 0 |  |  |  |  | 0 | 0 | 0 |  |  |  |  | 0 | 0 | 0 |  |  |  |  | 0 | 0 | 0 |  |  |  |  | 0 | 0 | 0 |  |  |  |  | 0 | 0 | 0 |  |  |  |  | 0 | 0 | 0 |  |  |  |  | 0 | 0 | 0 |  |  |  |  | 0 | 0 | 0 |  |  |  |  | 0 | 0 | 0 |  |  |  |  | 0 | 0 | 0 |  |  |  |  | 0 | 0 | 0 |  |  |  |  | 0 | 0 | 0 |  |  |  |  | 0 | 0 | 0 |  |  |  |  | 0 | 0 | 0 |  |  |  |  | 0 | 0 | 0 |  |  |  |  | 0 | 0 | 0 |  |  |  |  | 0 | 0 | 0 |  |  |  |  | 0 | 0 | 0 |  |  |  |  | 0 | 0 | 0 |  |  |  |  | 0 | 0 | 0 |  |  |  |  | 0 | 0 | 0 |  |  |  |  | 0 | 0 | 0 |  |  |  |  | 0 | 0 | 0 |  |  |  |  | 0 | 0 | 0 |  |  |  |  | 0 | 0 | 0 |  |  |  |  | 0 | 0 | 0 |  |  |  |  | 0 | 0 | 0 |  |  |  |  | 0 | 0 | 0 |  |  |  |  | 0 | 0 | 0 |  |  |  |  | 0 | 0 | 0 |  |  |  |  | 0 | 0 | 0 |  |  |  |  | 0 | 0 | 0 |  |  |  |  | 0 | 0 | 0 |  |  |  |  | 0 | 0 | 0 |  |  |  |  | 0 | 0 | 0 |  |  |  |  | 0 | 0 | 0 |  |  |  |  | 0 | 0 | 0 |  |  |  |  | 0 | 0 | 0 |  |  |  |  | 0 | 0 | 0 |  |  |  |  | 0 | 0 | 0 |  |  |  |  | 0 | 0 | 0 |  |  |  |  | 0 | 0 | 0 |  |  |  |  | 0 | 0 | 0 |  |  |  |  | 0 | 0 | 0 |  |  |  |  | 0 | 0 | 0 |  |  |  |  | 0 | 0 | 0 |  |  |  |  | 0 | 0 | 0 |  |  |  |  | 0 | 0 | 0 |  |  |  |  | 0 | 0 | 0 |  |  |  |  | 0 | 0 | 0 |  |  |  |  | 0 | 0 | 0 |  |  |  |  | 0 | 0 | 0 |  |  |  |  | 0 | 0 | 0 |  |  |  |  | 0 | 0 | 0 |  |  |  |  | 0 | 0 | 0 |  |  |  |  | 0 | 0 | 0 |  |  |  |  | 0 | 0 | 0 |  |  |  |  | 0 | 0 | 0 |  |  |  |  | 0 | 0 | 0 |  |  |  |  | 0 | 0 | 0 |  |  |  |  | 0 | 0 | 0 |  |  |  |  | 0 | 0 | 0 |  |  |  |  | 0 | 0 | 0 |  |  |  |  | 0 | 0 | 0 |  |  |  |  | 0 | 0 | 0 |  |  |  |  | 0 | 0 | 0 |  |  |  |  | 0 | 0 | 0 |  |  |  |  | 0 | 0 | 0 |  |  |  |  | 0 | 0 | 0 |  |  |  |  | 0 | 0 | 0 |  |  |  |  | 0 | 0 | 0 |  |  |  |  | 0 | 0 | 0 |  |  |  |  | 0 | 0 | 0 |  |  |  |  | 0 | 0 | 0 |  |  |  |  | 0 | 0 | 0 |  |  |  |  | 0 | 0 | 0 |  |  |  |  | 0 | 0 | 0 |  |  |  |  | 0 | 0 | 0 |  |  |  |  | 0 | 0 | 0 |  |  |  |  | 0 | 0 | 0 |  |  |  |  | 0 | 0 | 0 |  |  |  |  | 0 | 0 | 0 |  |  |  |  | 0 | 0 | 0 |  |  |  |  | 0 | 0 | 0 |  |  |  |  | 0 | 0 | 0 |  |  |  |  | 0 | 0 | 0 |  |  |  |  | 0 | 0 | 0 |  |  |  |  | 0 | 0 | 0 |  |  |  |  | 0 | 0 | 0 |  |  |  |  | 0 | 0 | 0 |  |  |  |  | 0 | 0 | 0 |  |  |  |  | 0 | 0 | 0 |  |  |  |  | 0 | 0 | 0 |  |  |  |  | 0 | 0 | 0 |  |  |  |  | 0 | 0 | 0 |  |  |  |  | 0 | 0 | 0 |  |  |  |  | 0 | 0 | 0 |  |  |  |  | 0 | 0 | 0 |  |  |  |  | 0 | 0 | 0 |  |  |  |  | 0 | 0 | 0 |  |  |  |  | 0 | 0 | 0 |  |  |  |  | 0 | 0 | 0 |  |  |  |  | 0 | 0 | 0 |  |  |  |  | 0 | 0 | 0 |  |  |  |  | 0 | 0 | 0 |  |  |  |  | 0 | 0 | 0 |  |  |  |  | 0 | 0 | 0 |  |  |  |  | 0 | 0 | 0 |  |  |  |  | 0 | 0 | 0 |  |  |  |  | 0 | 0 | 0 |  |  |  |  | 0 | 0 | 0 |  |  |  |  | 0 | 0 | 0 |  |  |  |  | 0 | 0 | 0 |  |  |  |  | 0 | 0 | 0 |  |  |  |  | 0 | 0 | 0 |  |  |  |  | 0 | 0 | 0 |  |  |  |  | 0 | 0 | 0 |  |  |  |  | 0 | 0 | 0 |  |  |  |  | 0 | 0 | 0 |  |  |  |  | 0 | 0 | 0 |  |  |  |  | 0 | 0 | 0 |  |  |  |  | 0 | 0 | 0 |  |  |  |  | 0 | 0 | 0 |  |  |  |  | 0 | 0 | 0 |  |  |  |  | 0 | 0 | 0 |  |  |  |  | 0 | 0 | 0 |  |  |  |  | 0 | 0 | 0 |  |  |  |  | 0 | 0 | 0 |  |  |  |  | 0 | 0 | 0 |  |  |  |  | 0 | 0 | 0 |  |  |  |  | 0 | 0 | 0 |  |  |  |  | 0 | 0 | 0 |  |  |  |  | 0 | 0 | 0 |  |  |  |  | 0 | 0 | 0 |  |  |  |  | 0 | 0 | 0 |  |  |  |  | 0 | 0 | 0 |  |  |  |  | 0 | 0 | 0 |  |  |  |  | 0 | 0 | 0 |  |  |  |  | 0 | 0 | 0 |  |  |  |  | 0 | 0 | 0 |  |  |  |  | 0 | 0 | 0 |  |  |  |  | 0 | 0 | 0 |  |  |  |  | 0 | 0 | 0 |  |  |  |  | 0 | 0 | 0 |  |  |  |  | 0 | 0 | 0 |  |  |  |  | 0 | 0 | 0 |  |  |  |  | 0 | 0 | 0 |  |  |  |  | 0 | 0 | 0 |  |  |  |  | 0 | 0 | 0 |  |  |  |  | 0 | 0 | 0 |  |  |  |  | 0 | 0 | 0 |  |  |  |  | 0 | 0 | 0 |  |  |  |  | 0 | 0 | 0 |  |  |  |  | 0 | 0 | 0 |  |  |  |  | 0 | 0 | 0 |  |  |  |  | 0 | 0 | 0 |  |  |  |  | 0 | 0 | 0 |  |  |  |  | 0 | 0 | 0 |  |  |  |  | 0 | 0 | 0 |  |  |  |  | 0 | 0 | 0 |  |  |  |  | 0 | 0 | 0 |  |  |  |  | 0 | 0 | 0 |  |  |  |  | 0 | 0 | 0 |  |  |  |  | 0 | 0 | 0 |  |  |  |  | 0 | 0 | 0 |  |  |  |  | 0 | 0 | 0 |  |  |  |  | 0 | 0 | 0 |  |  |  |  | 0 | 0 | 0 |  |  |  |  | 0 | 0 | 0 |  |  |  |  | 0 | 0 | 0 |  |  |  |  | 0 | 0 | 0 |  |  |  |  | 0 | 0 | 0 |  |  |  |  | 0 | 0 | 0 |  |  |  |  | 0 | 0 | 0 |  |  |  |  | 0 | 0 | 0 |  |  |  |  | 0 | 0 | 0 |  |  |  |  | 0 | 0 | 0 |  |  |  |  | 0 | 0 | 0 |  |  |  |  | 0 | 0 | 0 |  |  |  |  | 0 | 0 | 0 |  |  |  |  | 0 | 0 | 0 |  |  |  |  | 0 | 0 | 0 |  |  |  |  | 0 | 0 | 0 |  |  |  |  | 0 | 0 | 0 |  |  |  |  | 0 | 0 | 0 |  |  |  |  | 0 | 0 | 0 |  |  |  |  | 0 | 0 | 0 |  |  |  |  | 0 | 0 | 0 |  |  |  |  | 0 | 0 | 0 |  |  |  |  | 0 | 0 | 0 |  |  |  |  | 0 | 0 | 0 |  |  |  |  | 0 | 0 | 0 |  |  |  |  | 0 | 0 | 0 |  |  |  |  | 0 | 0 | 0 |  |  |  |  | 0 | 0 | 0 |  |  |  |  | 0 | 0 | 0 |  |  |  |  | 0 | 0 | 0 |  |  |  |  | 0 | 0 | 0 |  |  |  |  | 0 | 0 | 0 |  |  |  |  | 0 | 0 | 0 |  |  |  |  | 0 | 0 | 0 |  |  |  |  | 0 | 0 | 0 |  |  |  |  | 0 | 0 | 0 |  |  |  |  | 0 | 0 | 0 |  |  |  |  | 0 | 0 | 0 |  |  |  |  | 0 | 0 | 0 |  |  |  |  | 0 | 0 | 0 |  |  |  |  | 0 | 0 | 0 |  |  |  |  | 0 | 0 | 0 |  |  |  |  | 0 | 0 | 0 |  |  |  |  | 0 | 0 | 0 |  |  |  |  | 0 | 0 | 0 |  |  |  |  | 0 | 0 | 0 |  |  |  |  | 0 | 0 | 0 |  |  |  |  | 0 | 0 | 0 |  |  |  |  | 0 | 0 | 0 |  |  |  |  | 0 | 0 | 0 |  |  |  |  | 0 | 0 | 0 |  |  |  |  | 0 | 0 | 0 |  |  |  |  | 0 | 0 | 0 |  |  |  |  | 0 | 0 | 0 |  |  |  |  | 0 | 0 | 0 |  |  |  |  | 0 | 0 | 0 |  |  |  |  | 0 | 0 | 0 |  |  |  |  | 0 | 0 | 0 |  |  |  |  | 0 | 0 | 0 |  |  |  |  | 0 | 0 | 0 |  |  |  |  | 0 | 0 | 0 |  |  |  |  | 0 | 0 | 0 |  |  |  |  | 0 | 0 | 0 |  |  |  |  | 0 | 0 | 0 |  |  |  |  | 0 | 0 | 0 |  |  |  |  | 0 | 0 | 0 |  |  |  |  | 0 | 0 | 0 |  |  |  |  | 0 | 0 | 0 |  |  |  |  | 0 | 0 | 0 |  |  |  |  | 0 | 0 | 0 |  |  |  |  | 0 | 0 | 0 |  |  |  |  | 0 | 0 | 0 |  |  |  |  | 0 | 0 | 0 |  |  |  |  | 0 | 0 | 0 |  |  |  |  | 0 | 0 | 0 |  |  |  |  | 0 | 0 | 0 |  |  |  |  | 0 | 0 | 0 |  |  |  |  | 0 | 0 | 0 |  |  |  |  | 0 | 0 | 0 |  |  |  |  | 0 | 0 | 0 |  |  |  |  | 0 | 0 | 0 |  |  |  |  | 0 | 0 | 0 |  |  |  |  | 0 | 0 | 0 |  |  |  |  | 0 | 0 | 0 |  |  |  |  | 0 | 0 | 0 |  |  |  |  | 0 | 0 | 0 |  |  |  |  | 0 | 0 | 0 |  |  |  |  | 0 | 0 | 0 |  |  |  |  | 0 | 0 | 0 |  |  |  |  | 0 | 0 | 0 |  |  |  |  | 0 | 0 | 0 |  |  |  |  | 0 | 0 | 0 |  |  |  |  | 0 | 0 | 0 |  |  |  |  | 0 | 0 | 0 |  |  |  |  | 0 | 0 | 0 |  |  |  |  | 0 | 0 | 0 |  |  |  |  | 0 | 0 | 0 |  |  |  |  | 0 | 0 | 0 |  |  |  |  | 0 | 0 | 0 |  |  |  |  | 0 | 0 | 0 |  |  |  |  | 0 | 0 | 0 |  |  |  |  | 0 | 0 | 0 |  |  |  |  | 0 | 0 | 0 |  |  |  |  | 0 | 0 | 0 |  |  |  |  | 0 | 0 | 0 |  |  |  |  | 0 | 0 | 0 |  |  |  |  | 0 | 0 | 0 |  |  |  |  | 0 | 0 | 0 |  |  |  |  | 0 | 0 | 0 |  |  |  |  | 0 | 0 | 0 |  |  |  |  | 0 | 0 | 0 |  |  |  |  | 0 | 0 | 0 |  |  |  |  | 0 | 0 | 0 |  |  |  |  | 0 | 0 | 0 |  |  |  |  | 0 | 0 | 0 |  |  |  |  | 0 | 0 | 0 |  |  |  |  | 0 | 0 | 0 |  |  |  |  | 0 | 0 | 0 |  |  |  |  | 0 | 0 | 0 |  |  |  |  | 0 | 0 | 0 |  |  |  |  | 0 | 0 | 0
|  |  | 0 | 0 | 0 |  |  |  |  | 0 | 0 | 0 |  |  |  |  | 0 | 0 | 0 |  |  |  |  | 0 | 0 | 0 |  |  |  |  | 0 | 0 | 0 |  |  |  |  | 0 | 0 | 0 |  |  |  |  | 0 | 0 | 0 |  |  |  |  | 0 | 0 | 0 |  |  |  |  | 0 | 0 | 0 |  |  |  |  | 0 | 0 | 0 |  |  |  |  | 0 | 0 | 0 |  |  |  |  | 0 | 0 | 0 |  |  |  |  | 0 | 0 | 0 |  |  |  |  | 0 | 0 | 0 |  |  |  |  | 0 | 0 | 0 |  |  |  |  | 0 | 0 | 0 |  |  |  |  | 0 | 0 | 0 |  |  |  |  | 0 | 0 | 0 |  |  |  |  | 0 | 0 | 0 |  |  |  |  | 0 | 0 | 0 |  |  |  |  | 0 | 0 | 0 |  |  |  |  | 0 | 0 | 0 |  |  |  |  | 0 | 0 | 0 |  |  |  |  | 0 | 0 | 0 |  |  |  |  | 0 | 0 | 0 |  |  |  |  | 0 | 0 | 0 |  |  |  |  | 0 | 0 | 0 |  |  |  |  | 0 | 0 | 0 |  |  |  |  | 0 | 0 | 0 |  |  |  |  | 0 | 0 | 0 |  |  |  |  | 0 | 0 | 0 |  |  |  |  | 0 | 0 | 0 |  |  |  |  | 0 | 0 | 0 |  |  |  |  | 0 | 0 | 0 |  |  |  |  | 0 | 0 | 0 |  |  |  |  | 0 | 0 | 0 |  |  |  |  | 0 | 0 | 0 |  |  |  |  | 0 | 0 | 0 |  |  |  |  | 0 | 0 | 0 |  |  |  |  | 0 | 0 | 0 |  |  |  |  | 0 | 0 | 0 |  |  |  |  | 0 | 0 | 0 |  |  |  |  | 0 | 0 | 0 |  |  |  |  | 0 | 0 | 0 |  |  |  |  | 0 | 0 | 0 |  |  |  |  | 0 | 0 | 0 |  |  |  |  | 0 | 0 | 0 |  |  |  |  | 0 | 0 | 0 |  |  |  |  | 0 | 0 | 0 |  |  |  |  | 0 | 0 | 0 |  |  |  |  | 0 | 0 | 0 |  |  |  |  | 0 | 0 | 0 |  |  |  |  | 0 | 0 | 0 |  |  |  |  | 0 | 0 | 0 |  |  |  |  | 0 | 0 | 0 |  |  |  |  | 0 | 0 | 0 |  |  |  |  | 0 | 0 | 0 |  |  |  |  | 0 | 0 | 0 |  |  |  |  | 0 | 0 | 0 |  |  |  |  | 0 | 0 | 0 |  |  |  |  | 0 | 0 | 0 |  |  |  |  | 0 | 0 | 0 |  |  |  |  | 0 | 0 | 0 |  |  |  |  | 0 | 0 | 0 |  |  |  |  | 0 | 0 | 0 |  |  |  |  | 0 | 0 | 0 |  |  |  |  | 0 | 0 | 0 |  |  |  |  | 0 | 0 | 0 |  |  |  |  | 0 | 0 | 0 |  |  |  |  | 0 | 0 | 0 |  |  |  |  | 0 | 0 | 0 |  |  |  |  | 0 | 0 | 0 |  |  |  |  | 0 | 0 | 0 |  |  |  |  | 0 | 0 | 0 |  |  |  |  | 0 | 0 | 0 |  |  |  |  | 0 | 0 | 0 |  |  |  |  | 0 | 0 | 0 |  |  |  |  | 0 | 0 | 0 |  |  |  |  | 0 | 0 | 0 |  |  |  |  | 0 | 0 | 0 |  |  |  |  | 0 | 0 | 0 |  |  |  |  | 0 | 0 | 0 |  |  |  |  | 0 | 0 | 0 |  |  |  |  | 0 | 0 | 0 |  |  |  |  | 0 | 0 | 0 |  |  |  |  | 0 | 0 | 0 |  |  |  |  | 0 | 0 | 0 |  |  |  |  | 0 | 0 | 0 |  |  |  |  | 0 | 0 | 0 |  |  |  |  | 0 | 0 | 0 |  |  |  |  | 0 | 0 | 0 |  |  |  |  | 0 | 0 | 0 |  |  |  |  | 0 | 0 | 0 |  |  |  |  | 0 | 0 | 0 |  |  |  |  | 0 | 0 | 0 |  |  |  |  | 0 | 0 | 0 |  |  |  |  | 0 | 0 | 0 |  |  |  |  | 0 | 0 | 0 |  |  |  |  | 0 | 0 | 0 |  |  |  |  | 0 | 0 | 0 |  |  |  |  | 0 | 0 | 0 |  |  |  |  | 0 | 0 | 0 |  |  |  |  | 0 | 0 | 0 |  |  |  |  | 0 | 0 | 0 |  |  |  |  | 0 | 0 | 0 |  |  |  |  | 0 | 0 | 0 |  |  |  |  | 0 | 0 | 0 |  |  |  |  | 0 | 0 | 0 |  |  |  |  | 0 | 0 | 0 |  |  |  |  | 0 | 0 | 0 |  |  |  |  | 0 | 0 | 0 |  |  |  |  | 0 | 0 | 0 |  |  |  |  | 0 | 0 | 0 |  |  |  |  | 0 | 0 | 0 |  |  |  |  | 0 | 0 | 0 |  |  |  |  | 0 | 0 | 0 |  |  |  |  | 0 | 0 | 0 |  |  |  |  | 0 | 0 | 0 |  |  |  |  | 0 | 0 | 0 |  |  |  |  | 0 | 0 | 0 |  |  |  |  | 0 | 0 | 0 |  |  |  |  | 0 | 0 | 0 |  |  |  |  | 0 | 0 | 0 |  |  |  |  | 0 | 0 | 0 |  |  |  |  | 0 | 0 | 0 |  |  |  |  | 0 | 0 | 0 |  |  |  |  | 0 | 0 | 0 |  |  |  |  | 0 | 0 | 0 |  |  |  |  | 0 | 0 | 0 |  |  |  |  | 0 | 0 | 0 |  |  |  |  | 0 | 0 | 0 |  |  |  |  | 0 | 0 | 0 |  |  |  |  | 0 | 0 | 0 |  |  |  |  | 0 | 0 | 0 |  |  |  |  | 0 | 0 | 0 |  |  |  |  | 0 | 0 | 0 |  |  |  |  | 0 | 0 | 0 |  |  |  |  | 0 | 0 | 0 |  |  |  |  | 0 | 0 | 0 |  |  |  |  | 0 | 0 | 0 |  |  |  |  | 0 | 0 | 0 |  |  |  |  | 0 | 0 | 0 |  |  |  |  | 0 | 0 | 0 |  |  |  |  | 0 | 0 | 0 |  |  |  |  | 0 | 0 | 0 |  |  |  |  | 0 | 0 | 0 |  |  |  |  | 0 | 0 | 0 |  |  |  |  | 0 | 0 | 0 |  |  |  |  | 0 | 0 | 0 |  |  |  |  | 0 | 0 | 0 |  |  |  |  | 0 | 0 | 0 |  |  |  |  | 0 | 0 | 0 |  |  |  |  | 0 | 0 | 0 |  |  |  |  | 0 | 0 | 0 |  |  |  |  | 0 | 0 | 0 |  |  |  |  | 0 | 0 | 0 |  |  |  |  | 0 | 0 | 0 |  |  |  |  | 0 | 0 | 0 |  |  |  |  | 0 | 0 | 0 |  |  |  |  | 0 | 0 | 0 |  |  |  |  | 0 | 0 | 0 |  |  |  |  | 0 | 0 | 0 |  |  |  |  | 0 | 0 | 0 |  |  |  |  | 0 | 0 | 0 |  |  |  |  | 0 | 0 | 0 |  |  |  |  | 0 | 0 | 0 |  |  |  |  | 0 | 0 | 0 |  |  |  |  | 0 | 0 | 0 |  |  |  |  | 0 | 0 | 0 |  |  |  |  | 0 | 0 | 0 |  |  |  |  | 0 | 0 | 0 |  |  |  |  | 0 | 0 | 0 |  |  |  |  | 0 | 0 | 0 |  |  |  |  | 0 | 0 | 0 |  |  |  |  | 0 | 0 | 0 |  |  |  |  | 0 | 0 | 0 |  |  |  |  | 0 | 0 | 0 |  |  |  |  | 0 | 0 | 0 |  |  |  |  | 0 | 0 | 0 |  |  |  |  | 0 | 0 | 0 |  |  |  |  | 0 | 0 | 0 |  |  |  |  | 0 | 0 | 0 |  |  |  |  | 0 | 0 | 0 |  |  |  |  | 0 | 0 | 0 |  |  |  |  | 0 | 0 | 0 |  |  |  |  | 0 | 0 | 0 |  |  |  |  | 0 | 0 | 0 |  |  |  |  | 0 | 0 | 0 |  |  |  |  | 0 | 0 | 0 |  |  |  |  | 0 | 0 | 0 |  |  |  |  | 0 | 0 | 0 |  |  |  |  | 0 | 0 | 0 |  |  |  |  | 0 | 0 | 0 |  |  |  |  | 0 | 0 | 0 |  |  |  |  | 0 | 0 | 0 |  |  |  |  | 0 | 0 | 0 |  |  |  |  | 0 | 0 | 0 |  |  |  |  | 0 | 0 | 0 |  |  |  |  | 0 | 0 | 0 |  |  |  |  | 0 | 0 | 0 |  |  |  |  | 0 | 0 | 0 |  |  |  |  | 0 | 0 | 0 |  |  |  |  | 0 | 0 | 0 |  |  |  |  | 0 | 0 | 0 |  |  |  |  | 0 | 0 | 0 |  |  |  |  | 0 | 0 | 0 |  |  |  |  | 0 | 0 | 0 |  |  |  |  | 0 | 0 | 0 |  |  |  |  | 0 | 0 | 0 |  |  |  |  | 0 | 0 | 0 |  |  |  |  | 0 | 0 | 0 |  |  |  |  | 0 | 0 | 0 |  |  |  |  | 0 | 0 | 0 |  |  |  |  | 0 | 0 | 0 |  |  |  |  | 0 | 0 | 0 |  |  |  |  | 0 | 0 | 0 |  |  |  |  | 0 | 0 | 0 |  |  |  |  | 0 | 0 | 0 |  |  |  |  | 0 | 0 | 0 |  |  |  |  | 0 | 0 | 0 |  |  |  |  | 0 | 0 | 0 |  |  |  |  | 0 | 0 | 0 |  |  |  |  | 0 | 0 | 0 |  |  |  |  | 0 | 0 | 0 |  |  |  |  | 0 | 0 | 0 |  |  |  |  | 0 | 0 | 0 |  |  |  |  | 0 | 0 | 0 |  |  |  |  | 0 | 0 | 0 |  |  |  |  | 0 | 0 | 0 |  |  |  |  | 0 | 0 | 0 |  |  |  |  | 0 | 0 | 0 |  |  |  |  | 0 | 0 | 0 |  |  |  |  | 0 | 0 | 0 |  |  |  |  | 0 | 0 | 0 |  |  |  |  | 0 | 0 | 0 |  |  |  |  | 0 | 0 | 0 |  |  |  |  | 0 | 0 | 0 |  |  |  |  | 0 | 0 | 0 |  |  |  |  | 0 | 0 | 0 |  |  |  |  | 0 | 0 | 0 |  |  |  |  | 0 | 0 | 0 |  |  |  |  | 0 | 0 | 0 |  |  |  |  | 0 | 0 | 0 |  |  |  |  | 0 | 0 | 0 |  |  |  |  | 0 | 0 | 0 |  |  |  |  | 0 | 0 | 0 |  |  |  |  | 0 | 0 | 0 |  |  |  |  | 0 | 0 | 0 |  |  |  |  | 0 | 0 | 0 |  |  |  |  | 0 | 0 | 0 |  |  |  |  | 0 | 0 | 0 |  |  |  |  | 0 | 0 | 0 |  |  |  |  | 0 | 0 | 0 |  |  |  |  | 0 | 0 | 0 |  |  |  |  | 0 | 0 | 0 |  |  |  |  | 0 | 0 | 0 |  |  |  |  | 0 | 0 | 0 |  |  |  |  | 0 | 0 | 0 |  |  |  |  | 0 | 0 | 0 |  |  |  |  | 0 | 0 | 0 |  |  |  |  | 0 | 0 | 0 |  |  |  |  | 0 | 0 | 0 |  |  |  |  | 0 | 0 | 0 |  |  |  |  | 0 | 0 | 0 |  |  |  |  | 0 | 0 | 0 |  |  |  |  | 0 | 0 | 0 |  |  |  |  | 0 | 0 | 0 |  |  |  |  | 0 | 0 | 0 |  |  |  |  | 0 | 0 | 0 |  |  |  |  | 0 | 0 | 0 |  |  |  |  | 0 | 0 | 0 |  |  |  |  | 0 | 0 | 0 |  |  |  |  | 0 | 0 | 0 |  |  |  |  | 0 | 0 | 0 |  |  |  |  | 0 | 0 | 0 |  |  |  |  | 0 | 0 | 0 |  |  |  |  | 0 | 0 | 0 |  |  |  |  | 0 | 0 | 0 |  |  |  |  | 0 | 0 | 0 |  |  |  |  | 0 | 0 | 0 |  |  |  |  | 0 | 0 | 0 |  |  |  |  | 0 | 0 | 0 |  |  |  |  | 0 | 0 | 0 |  |  |  |  | 0 | 0 | 0 |  |  |  |  | 0 | 0 | 0 |  |  |  |  | 0 | 0 | 0 |  |  |  |  | 0 | 0 | 0 |  |  |  |  | 0 | 0 | 0 |  |  |  |  | 0 | 0 | 0
|  |  | 0 | 0 | 0 |  |  |  |  | 0 | 0 | 0 |  |  |  |  | 0 | 0 | 0 |  |  |  |  | 0 | 0 | 0 |  |  |  |  | 0 | 0 | 0 |  |  |  |  | 0 | 0 | 0 |  |  |  |  | 0 | 0 | 0 |  |  |  |  | 0 | 0 | 0 |  |  |  |  | 0 | 0 | 0 |  |  |  |  | 0 | 0 | 0 |  |  |  |  | 0 | 0 | 0 |  |  |  |  | 0 | 0 | 0 |  |  |  |  | 0 | 0 | 0 |  |  |  |  | 0 | 0 | 0 |  |  |  |  | 0 | 0 | 0 |  |  |  |  | 0 | 0 | 0 |  |  |  |  | 0 | 0 | 0 |  |  |  |  | 0 | 0 | 0 |  |  |  |  | 0 | 0 | 0 |  |  |  |  | 0 | 0 | 0 |  |  |  |  | 0 | 0 | 0 |  |  |  |  | 0 | 0 | 0 |  |  |  |  | 0 | 0 | 0 |  |  |  |  | 0 | 0 | 0 |  |  |  |  | 0 | 0 | 0 |  |  |  |  | 0 | 0 | 0 |  |  |  |  | 0 | 0 | 0 |  |  |  |  | 0 | 0 | 0 |  |  |  |  | 0 | 0 | 0 |  |  |  |  | 0 | 0 | 0 |  |  |  |  | 0 | 0 | 0 |  |  |  |  | 0 | 0 | 0 |  |  |  |  | 0 | 0 | 0 |  |  |  |  | 0 | 0 | 0 |  |  |  |  | 0 | 0 | 0 |  |  |  |  | 0 | 0 | 0 |  |  |  |  | 0 | 0 | 0 |  |  |  |  | 0 | 0 | 0 |  |  |  |  | 0 | 0 | 0 |  |  |  |  | 0 | 0 | 0 |  |  |  |  | 0 | 0 | 0 |  |  |  |  | 0 | 0 | 0 |  |  |  |  | 0 | 0 | 0 |  |  |  |  | 0 | 0 | 0 |  |  |  |  | 0 | 0 | 0 |  |  |  |  | 0 | 0 | 0 |  |  |  |  | 0 | 0 | 0 |  |  |  |  | 0 | 0 | 0 |  |  |  |  | 0 | 0 | 0 |  |  |  |  | 0 | 0 | 0 |  |  |  |  | 0 | 0 | 0 |  |  |  |  | 0 | 0 | 0 |  |  |  |  | 0 | 0 | 0 |  |  |  |  | 0 | 0 | 0 |  |  |  |  | 0 | 0 | 0 |  |  |  |  | 0 | 0 | 0 |  |  |  |  | 0 | 0 | 0 |  |  |  |  | 0 | 0 | 0 |  |  |  |  | 0 | 0 | 0 |  |  |  |  | 0 | 0 | 0 |  |  |  |  | 0 | 0 | 0 |  |  |  |  | 0 | 0 | 0 |  |  |  |  | 0 | 0 | 0 |  |  |  |  | 0 | 0 | 0 |  |  |  |  | 0 | 0 | 0 |  |  |  |  | 0 | 0 | 0 |  |  |  |  | 0 | 0 | 0 |  |  |  |  | 0 | 0 | 0 |  |  |  |  | 0 | 0 | 0 |  |  |  |  | 0 | 0 | 0 |  |  |  |  | 0 | 0 | 0 |  |  |  |  | 0 | 0 | 0 |  |  |  |  | 0 | 0 | 0 |  |  |  |  | 0 | 0 | 0 |  |  |  |  | 0 | 0 | 0 |  |  |  |  | 0 | 0 | 0 |  |  |  |  | 0 | 0 | 0 |  |  |  |  | 0 | 0 | 0 |  |  |  |  | 0 | 0 | 0 |  |  |  |  | 0 | 0 | 0 |  |  |  |  | 0 | 0 | 0 |  |  |  |  | 0 | 0 | 0 |  |  |  |  | 0 | 0 | 0 |  |  |  |  | 0 | 0 | 0 |  |  |  |  | 0 | 0 | 0 |  |  |  |  | 0 | 0 | 0 |  |  |  |  | 0 | 0 | 0 |  |  |  |  | 0 | 0 | 0 |  |  |  |  | 0 | 0 | 0 |  |  |  |  | 0 | 0 | 0 |  |  |  |  | 0 | 0 | 0 |  |  |  |  | 0 | 0 | 0 |  |  |  |  | 0 | 0 | 0 |  |  |  |  | 0 | 0 | 0 |  |  |  |  | 0 | 0 | 0 |  |  |  |  | 0 | 0 | 0 |  |  |  |  | 0 | 0 | 0 |  |  |  |  | 0 | 0 | 0 |  |  |  |  | 0 | 0 | 0 |  |  |  |  | 0 | 0 | 0 |  |  |  |  | 0 | 0 | 0 |  |  |  |  | 0 | 0 | 0 |  |  |  |  | 0 | 0 | 0 |  |  |  |  | 0 | 0 | 0 |  |  |  |  | 0 | 0 | 0 |  |  |  |  | 0 | 0 | 0 |  |  |  |  | 0 | 0 | 0 |  |  |  |  | 0 | 0 | 0 |  |  |  |  | 0 | 0 | 0 |  |  |  |  | 0 | 0 | 0 |  |  |  |  | 0 | 0 | 0 |  |  |  |  | 0 | 0 | 0 |  |  |  |  | 0 | 0 | 0 |  |  |  |  | 0 | 0 | 0 |  |  |  |  | 0 | 0 | 0 |  |  |  |  | 0 | 0 | 0 |  |  |  |  | 0 | 0 | 0 |  |  |  |  | 0 | 0 | 0 |  |  |  |  | 0 | 0 | 0 |  |  |  |  | 0 | 0 | 0 |  |  |  |  | 0 | 0 | 0 |  |  |  |  | 0 | 0 | 0 |  |  |  |  | 0 | 0 | 0 |  |  |  |  | 0 | 0 | 0 |  |  |  |  | 0 | 0 | 0 |  |  |  |  | 0 | 0 | 0 |  |  |  |  | 0 | 0 | 0 |  |  |  |  | 0 | 0 | 0 |  |  |  |  | 0 | 0 | 0 |  |  |  |  | 0 | 0 | 0 |  |  |  |  | 0 | 0 | 0 |  |  |  |  | 0 | 0 | 0 |  |  |  |  | 0 | 0 | 0 |  |  |  |  | 0 | 0 | 0 |  |  |  |  | 0 | 0 | 0 |  |  |  |  | 0 | 0 | 0 |  |  |  |  | 0 | 0 | 0 |  |  |  |  | 0 | 0 | 0 |  |  |  |  | 0 | 0 | 0 |  |  |  |  | 0 | 0 | 0 |  |  |  |  | 0 | 0 | 0 |  |  |  |  | 0 | 0 | 0 |  |  |  |  | 0 | 0 | 0 |  |  |  |  | 0 | 0 | 0 |  |  |  |  | 0 | 0 | 0 |  |  |  |  | 0 | 0 | 0 |  |  |  |  | 0 | 0 | 0 |  |  |  |  | 0 | 0 | 0 |  |  |  |  | 0 | 0 | 0 |  |  |  |  | 0 | 0 | 0 |  |  |  |  | 0 | 0 | 0 |  |  |  |  | 0 | 0 | 0 |  |  |  |  | 0 | 0 | 0 |  |  |  |  | 0 | 0 | 0 |  |  |  |  | 0 | 0 | 0 |  |  |  |  | 0 | 0 | 0 |  |  |  |  | 0 | 0 | 0 |  |  |  |  | 0 | 0 | 0 |  |  |  |  | 0 | 0 | 0 |  |  |  |  | 0 | 0 | 0 |  |  |  |  | 0 | 0 | 0 |  |  |  |  | 0 | 0 | 0 |  |  |  |  | 0 | 0 | 0 |  |  |  |  | 0 | 0 | 0 |  |  |  |  | 0 | 0 | 0 |  |  |  |  | 0 | 0 | 0 |  |  |  |  | 0 | 0 | 0 |  |  |  |  | 0 | 0 | 0 |  |  |  |  | 0 | 0 | 0 |  |  |  |  | 0 | 0 | 0 |  |  |  |  | 0 | 0 | 0 |  |  |  |  | 0 | 0 | 0 |  |  |  |  | 0 | 0 | 0 |  |  |  |  | 0 | 0 | 0 |  |  |  |  | 0 | 0 | 0 |  |  |  |  | 0 | 0 | 0 |  |  |  |  | 0 | 0 | 0 |  |  |  |  | 0 | 0 | 0 |  |  |  |  | 0 | 0 | 0 |  |  |  |  | 0 | 0 | 0 |  |  |  |  | 0 | 0 | 0 |  |  |  |  | 0 | 0 | 0 |  |  |  |  | 0 | 0 | 0 |  |  |  |  | 0 | 0 | 0 |  |  |  |  | 0 | 0 | 0 |  |  |  |  | 0 | 0 | 0 |  |  |  |  | 0 | 0 | 0 |  |  |  |  | 0 | 0 | 0 |  |  |  |  | 0 | 0 | 0 |  |  |  |  | 0 | 0 | 0 |  |  |  |  | 0 | 0 | 0 |  |  |  |  | 0 | 0 | 0 |  |  |  |  | 0 | 0 | 0 |  |  |  |  | 0 | 0 | 0 |  |  |  |  | 0 | 0 | 0 |  |  |  |  | 0 | 0 | 0 |  |  |  |  | 0 | 0 | 0 |  |  |  |  | 0 | 0 | 0 |  |  |  |  | 0 | 0 | 0 |  |  |  |  | 0 | 0 | 0 |  |  |  |  | 0 | 0 | 0 |  |  |  |  | 0 | 0 | 0 |  |  |  |  | 0 | 0 | 0 |  |  |  |  | 0 | 0 | 0 |  |  |  |  | 0 | 0 | 0 |  |  |  |  | 0 | 0 | 0 |  |  |  |  | 0 | 0 | 0 |  |  |  |  | 0 | 0 | 0 |  |  |  |  | 0 | 0 | 0 |  |  |  |  | 0 | 0 | 0 |  |  |  |  | 0 | 0 | 0 |  |  |  |  | 0 | 0 | 0 |  |  |  |  | 0 | 0 | 0 |  |  |  |  | 0 | 0 | 0 |  |  |  |  | 0 | 0 | 0 |  |  |  |  | 0 | 0 | 0 |  |  |  |  | 0 | 0 | 0 |  |  |  |  | 0 | 0 | 0 |  |  |  |  | 0 | 0 | 0 |  |  |  |  | 0 | 0 | 0 |  |  |  |  | 0 | 0 | 0 |  |  |  |  | 0 | 0 | 0 |  |  |  |  | 0 | 0 | 0 |  |  |  |  | 0 | 0 | 0 |  |  |  |  | 0 | 0 | 0 |  |  |  |  | 0 | 0 | 0 |  |  |  |  | 0 | 0 | 0 |  |  |  |  | 0 | 0 | 0 |  |  |  |  | 0 | 0 | 0 |  |  |  |  | 0 | 0 | 0 |  |  |  |  | 0 | 0 | 0 |  |  |  |  | 0 | 0 | 0 |  |  |  |  | 0 | 0 | 0 |  |  |  |  | 0 | 0 | 0 |  |  |  |  | 0 | 0 | 0 |  |  |  |  | 0 | 0 | 0 |  |  |  |  | 0 | 0 | 0 |  |  |  |  | 0 | 0 | 0 |  |  |  |  | 0 | 0 | 0 |  |  |  |  | 0 | 0 | 0 |  |  |  |  | 0 | 0 | 0 |  |  |  |  | 0 | 0 | 0 |  |  |  |  | 0 | 0 | 0 |  |  |  |  | 0 | 0 | 0 |  |  |  |  | 0 | 0 | 0 |  |  |  |  | 0 | 0 | 0 |  |  |  |  | 0 | 0 | 0 |  |  |  |  | 0 | 0 | 0 |  |  |  |  | 0 | 0 | 0 |  |  |  |  | 0 | 0 | 0 |  |  |  |  | 0 | 0 | 0 |  |  |  |  | 0 | 0 | 0 |  |  |  |  | 0 | 0 | 0 |  |  |  |  | 0 | 0 | 0 |  |  |  |  | 0 | 0 | 0 |  |  |  |  | 0 | 0 | 0 |  |  |  |  | 0 | 0 | 0 |  |  |  |  | 0 | 0 | 0 |  |  |  |  | 0 | 0 | 0 |  |  |  |  | 0 | 0 | 0 |  |  |  |  | 0 | 0 | 0 |  |  |  |  | 0 | 0 | 0 |  |  |  |  | 0 | 0 | 0 |  |  |  |  | 0 | 0 | 0 |  |  |  |  | 0 | 0 | 0 |  |  |  |  | 0 | 0 | 0 |  |  |  |  | 0 | 0 | 0 |  |  |  |  | 0 | 0 | 0 |  |  |  |  | 0 | 0 | 0 |  |  |  |  | 0 | 0 | 0 |  |  |  |  | 0 | 0 | 0 |  |  |  |  | 0 | 0 | 0 |  |  |  |  | 0 | 0 | 0 |  |  |  |  | 0 | 0 | 0 |  |  |  |  | 0 | 0 | 0 |  |  |  |  | 0 | 0 | 0 |  |  |  |  | 0 | 0 | 0 |  |  |  |  | 0 | 0 | 0 |  |  |  |  | 0 | 0 | 0 |  |  |  |  | 0 | 0 | 0 |  |  |  |  | 0 | 0 | 0 |  |  |  |  | 0 | 0 | 0 |  |  |  |  | 0 | 0 | 0 |  |  |  |  | 0 | 0 | 0 |  |  |  |  | 0 | 0 | 0 |  |  |  |  | 0 | 0 | 0 |  |  |  |  | 0 | 0 | 0 |  |  |  |  | 0 | 0 | 0 |  |  |  |  | 0 | 0 | 0
|  |  | 0 | 0 | 0 |  |  |  |  | 0 | 0 | 0 |  |  |  |  | 0 | 0 | 0 |  |  |  |  | 0 | 0 | 0 |  |  |  |  | 0 | 0 | 0 |  |  |  |  | 0 | 0 | 0 |  |  |  |  | 0 | 0 | 0 |  |  |  |  | 0 | 0 | 0 |  |  |  |  | 0 | 0 | 0 |  |  |  |  | 0 | 0 | 0 |  |  |  |  | 0 | 0 | 0 |  |  |  |  | 0 | 0 | 0 |  |  |  |  | 0 | 0 | 0 |  |  |  |  | 0 | 0 | 0 |  |  |  |  | 0 | 0 | 0 |  |  |  |  | 0 | 0 | 0 |  |  |  |  | 0 | 0 | 0 |  |  |  |  | 0 | 0 | 0 |  |  |  |  | 0 | 0 | 0 |  |  |  |  | 0 | 0 | 0 |  |  |  |  | 0 | 0 | 0 |  |  |  |  | 0 | 0 | 0 |  |  |  |  | 0 | 0 | 0 |  |  |  |  | 0 | 0 | 0 |  |  |  |  | 0 | 0 | 0 |  |  |  |  | 0 | 0 | 0 |  |  |  |  | 0 | 0 | 0 |  |  |  |  | 0 | 0 | 0 |  |  |  |  | 0 | 0 | 0 |  |  |  |  | 0 | 0 | 0 |  |  |  |  | 0 | 0 | 0 |  |  |  |  | 0 | 0 | 0 |  |  |  |  | 0 | 0 | 0 |  |  |  |  | 0 | 0 | 0 |  |  |  |  | 0 | 0 | 0 |  |  |  |  | 0 | 0 | 0 |  |  |  |  | 0 | 0 | 0 |  |  |  |  | 0 | 0 | 0 |  |  |  |  | 0 | 0 | 0 |  |  |  |  | 0 | 0 | 0 |  |  |  |  | 0 | 0 | 0 |  |  |  |  | 0 | 0 | 0 |  |  |  |  | 0 | 0 | 0 |  |  |  |  | 0 | 0 | 0 |  |  |  |  | 0 | 0 | 0 |  |  |  |  | 0 | 0 | 0 |  |  |  |  | 0 | 0 | 0 |  |  |  |  | 0 | 0 | 0 |  |  |  |  | 0 | 0 | 0 |  |  |  |  | 0 | 0 | 0 |  |  |  |  | 0 | 0 | 0 |  |  |  |  | 0 | 0 | 0 |  |  |  |  | 0 | 0 | 0 |  |  |  |  | 0 | 0 | 0 |  |  |  |  | 0 | 0 | 0 |  |  |  |  | 0 | 0 | 0 |  |  |  |  | 0 | 0 | 0 |  |  |  |  | 0 | 0 | 0 |  |  |  |  | 0 | 0 | 0 |  |  |  |  | 0 | 0 | 0 |  |  |  |  | 0 | 0 | 0 |  |  |  |  | 0 | 0 | 0 |  |  |  |  | 0 | 0 | 0 |  |  |  |  | 0 | 0 | 0 |  |  |  |  | 0 | 0 | 0 |  |  |  |  | 0 | 0 | 0 |  |  |  |  | 0 | 0 | 0 |  |  |  |  | 0 | 0 | 0 |  |  |  |  | 0 | 0 | 0 |  |  |  |  | 0 | 0 | 0 |  |  |  |  | 0 | 0 | 0 |  |  |  |  | 0 | 0 | 0 |  |  |  |  | 0 | 0 | 0 |  |  |  |  | 0 | 0 | 0 |  |  |  |  | 0 | 0 | 0 |  |  |  |  | 0 | 0 | 0 |  |  |  |  | 0 | 0 | 0 |  |  |  |  | 0 | 0 | 0 |  |  |  |  | 0 | 0 | 0 |  |  |  |  | 0 | 0 | 0 |  |  |  |  | 0 | 0 | 0 |  |  |  |  | 0 | 0 | 0 |  |  |  |  | 0 | 0 | 0 |  |  |  |  | 0 | 0 | 0 |  |  |  |  | 0 | 0 | 0 |  |  |  |  | 0 | 0 | 0 |  |  |  |  | 0 | 0 | 0 |  |  |  |  | 0 | 0 | 0 |  |  |  |  | 0 | 0 | 0 |  |  |  |  | 0 | 0 | 0 |  |  |  |  | 0 | 0 | 0 |  |  |  |  | 0 | 0 | 0 |  |  |  |  | 0 | 0 | 0 |  |  |  |  | 0 | 0 | 0 |  |  |  |  | 0 | 0 | 0 |  |  |  |  | 0 | 0 | 0 |  |  |  |  | 0 | 0 | 0 |  |  |  |  | 0 | 0 | 0 |  |  |  |  | 0 | 0 | 0 |  |  |  |  | 0 | 0 | 0 |  |  |  |  | 0 | 0 | 0 |  |  |  |  | 0 | 0 | 0 |  |  |  |  | 0 | 0 | 0 |  |  |  |  | 0 | 0 | 0 |  |  |  |  | 0 | 0 | 0 |  |  |  |  | 0 | 0 | 0 |  |  |  |  | 0 | 0 | 0 |  |  |  |  | 0 | 0 | 0 |  |  |  |  | 0 | 0 | 0 |  |  |  |  | 0 | 0 | 0 |  |  |  |  | 0 | 0 | 0 |  |  |  |  | 0 | 0 | 0 |  |  |  |  | 0 | 0 | 0 |  |  |  |  | 0 | 0 | 0 |  |  |  |  | 0 | 0 | 0 |  |  |  |  | 0 | 0 | 0 |  |  |  |  | 0 | 0 | 0 |  |  |  |  | 0 | 0 | 0 |  |  |  |  | 0 | 0 | 0 |  |  |  |  | 0 | 0 | 0 |  |  |  |  | 0 | 0 | 0 |  |  |  |  | 0 | 0 | 0 |  |  |  |  | 0 | 0 | 0 |  |  |  |  | 0 | 0 | 0 |  |  |  |  | 0 | 0 | 0 |  |  |  |  | 0 | 0 | 0 |  |  |  |  | 0 | 0 | 0 |  |  |  |  | 0 | 0 | 0 |  |  |  |  | 0 | 0 | 0 |  |  |  |  | 0 | 0 | 0 |  |  |  |  | 0 | 0 | 0 |  |  |  |  | 0 | 0 | 0 |  |  |  |  | 0 | 0 | 0 |  |  |  |  | 0 | 0 | 0 |  |  |  |  | 0 | 0 | 0 |  |  |  |  | 0 | 0 | 0 |  |  |  |  | 0 | 0 | 0 |  |  |  |  | 0 | 0 | 0 |  |  |  |  | 0 | 0 | 0 |  |  |  |  | 0 | 0 | 0 |  |  |  |  | 0 | 0 | 0 |  |  |  |  | 0 | 0 | 0 |  |  |  |  | 0 | 0 | 0 |  |  |  |  | 0 | 0 | 0 |  |  |  |  | 0 | 0 | 0 |  |  |  |  | 0 | 0 | 0 |  |  |  |  | 0 | 0 | 0 |  |  |  |  | 0 | 0 | 0 |  |  |  |  | 0 | 0 | 0 |  |  |  |  | 0 | 0 | 0 |  |  |  |  | 0 | 0 | 0 |  |  |  |  | 0 | 0 | 0 |  |  |  |  | 0 | 0 | 0 |  |  |  |  | 0 | 0 | 0 |  |  |  |  | 0 | 0 | 0 |  |  |  |  | 0 | 0 | 0 |  |  |  |  | 0 | 0 | 0 |  |  |  |  | 0 | 0 | 0 |  |  |  |  | 0 | 0 | 0 |  |  |  |  | 0 | 0 | 0 |  |  |  |  | 0 | 0 | 0 |  |  |  |  | 0 | 0 | 0 |  |  |  |  | 0 | 0 | 0 |  |  |  |  | 0 | 0 | 0 |  |  |  |  | 0 | 0 | 0 |  |  |  |  | 0 | 0 | 0 |  |  |  |  | 0 | 0 | 0 |  |  |  |  | 0 | 0 | 0 |  |  |  |  | 0 | 0 | 0 |  |  |  |  | 0 | 0 | 0 |  |  |  |  | 0 | 0 | 0 |  |  |  |  | 0 | 0 | 0 |  |  |  |  | 0 | 0 | 0 |  |  |  |  | 0 | 0 | 0 |  |  |  |  | 0 | 0 | 0 |  |  |  |  | 0 | 0 | 0 |  |  |  |  | 0 | 0 | 0 |  |  |  |  | 0 | 0 | 0 |  |  |  |  | 0 | 0 | 0 |  |  |  |  | 0 | 0 | 0 |  |  |  |  | 0 | 0 | 0 |  |  |  |  | 0 | 0 | 0 |  |  |  |  | 0 | 0 | 0 |  |  |  |  | 0 | 0 | 0 |  |  |  |  | 0 | 0 | 0 |  |  |  |  | 0 | 0 | 0 |  |  |  |  | 0 | 0 | 0 |  |  |  |  | 0 | 0 | 0 |  |  |  |  | 0 | 0 | 0 |  |  |  |  | 0 | 0 | 0 |  |  |  |  | 0 | 0 | 0 |  |  |  |  | 0 | 0 | 0 |  |  |  |  | 0 | 0 | 0 |  |  |  |  | 0 | 0 | 0 |  |  |  |  | 0 | 0 | 0 |  |  |  |  | 0 | 0 | 0 |  |  |  |  | 0 | 0 | 0 |  |  |  |  | 0 | 0 | 0 |  |  |  |  | 0 | 0 | 0 |  |  |  |  | 0 | 0 | 0 |  |  |  |  | 0 | 0 | 0 |  |  |  |  | 0 | 0 | 0 |  |  |  |  | 0 | 0 | 0 |  |  |  |  | 0 | 0 | 0 |  |  |  |  | 0 | 0 | 0 |  |  |  |  | 0 | 0 | 0 |  |  |  |  | 0 | 0 | 0 |  |  |  |  | 0 | 0 | 0 |  |  |  |  | 0 | 0 | 0 |  |  |  |  | 0 | 0 | 0 |  |  |  |  | 0 | 0 | 0 |  |  |  |  | 0 | 0 | 0 |  |  |  |  | 0 | 0 | 0 |  |  |  |  | 0 | 0 | 0 |  |  |  |  | 0 | 0 | 0 |  |  |  |  | 0 | 0 | 0 |  |  |  |  | 0 | 0 | 0 |  |  |  |  | 0 | 0 | 0 |  |  |  |  | 0 | 0 | 0 |  |  |  |  | 0 | 0 | 0 |  |  |  |  | 0 | 0 | 0 |  |  |  |  | 0 | 0 | 0 |  |  |  |  | 0 | 0 | 0 |  |  |  |  | 0 | 0 | 0 |  |  |  |  | 0 | 0 | 0 |  |  |  |  | 0 | 0 | 0 |  |  |  |  | 0 | 0 | 0 |  |  |  |  | 0 | 0 | 0 |  |  |  |  | 0 | 0 | 0 |  |  |  |  | 0 | 0 | 0 |  |  |  |  | 0 | 0 | 0 |  |  |  |  | 0 | 0 | 0 |  |  |  |  | 0 | 0 | 0 |  |  |  |  | 0 | 0 | 0 |  |  |  |  | 0 | 0 | 0 |  |  |  |  | 0 | 0 | 0 |  |  |  |  | 0 | 0 | 0 |  |  |  |  | 0 | 0 | 0 |  |  |  |  | 0 | 0 | 0 |  |  |  |  | 0 | 0 | 0 |  |  |  |  | 0 | 0 | 0 |  |  |  |  | 0 | 0 | 0 |  |  |  |  | 0 | 0 | 0 |  |  |  |  | 0 | 0 | 0 |  |  |  |  | 0 | 0 | 0 |  |  |  |  | 0 | 0 | 0 |  |  |  |  | 0 | 0 | 0 |  |  |  |  | 0 | 0 | 0 |  |  |  |  | 0 | 0 | 0 |  |  |  |  | 0 | 0 | 0 |  |  |  |  | 0 | 0 | 0 |  |  |  |  | 0 | 0 | 0 |  |  |  |  | 0 | 0 | 0 |  |  |  |  | 0 | 0 | 0 |  |  |  |  | 0 | 0 | 0 |  |  |  |  | 0 | 0 | 0 |  |  |  |  | 0 | 0 | 0 |  |  |  |  | 0 | 0 | 0 |  |  |  |  | 0 | 0 | 0 |  |  |  |  | 0 | 0 | 0 |  |  |  |  | 0 | 0 | 0 |  |  |  |  | 0 | 0 | 0 |  |  |  |  | 0 | 0 | 0 |  |  |  |  | 0 | 0 | 0 |  |  |  |  | 0 | 0 | 0 |  |  |  |  | 0 | 0 | 0 |  |  |  |  | 0 | 0 | 0 |  |  |  |  | 0 | 0 | 0 |  |  |  |  | 0 | 0 | 0 |  |  |  |  | 0 | 0 | 0 |  |  |  |  | 0 | 0 | 0 |  |  |  |  | 0 | 0 | 0 |  |  |  |  | 0 | 0 | 0 |  |  |  |  | 0 | 0 | 0 |  |  |  |  | 0 | 0 | 0 |  |  |  |  | 0 | 0 | 0 |  |  |  |  | 0 | 0 | 0 |  |  |  |  | 0 | 0 | 0 |  |  |  |  | 0 | 0 | 0 |  |  |  |  | 0 | 0 | 0 |  |  |  |  | 0 | 0 | 0 |  |  |  |  | 0 | 0 | 0 |  |  |  |  | 0 | 0 | 0 |  |  |  |  | 0 | 0 | 0 |  |  |  |  | 0 | 0 | 0 |  |  |  |  | 0 | 0 | 0 |  |  |  |  | 0 | 0 | 0 |  |  |  |  | 0 | 0 | 0 |  |  |  |  | 0 | 0 | 0
|  |  | 0 | 0 | 0 |  |  |  |  | 0 | 0 | 0 |  |  |  |  | 0 | 0 | 0 |  |  |  |  | 0 | 0 | 0 |  |  |  |  | 0 | 0 | 0 |  |  |  |  | 0 | 0 | 0 |  |  |  |  | 0 | 0 | 0 |  |  |  |  | 0 | 0 | 0 |  |  |  |  | 0 | 0 | 0 |  |  |  |  | 0 | 0 | 0 |  |  |  |  | 0 | 0 | 0 |  |  |  |  | 0 | 0 | 0 |  |  |  |  | 0 | 0 | 0 |  |  |  |  | 0 | 0 | 0 |  |  |  |  | 0 | 0 | 0 |  |  |  |  | 0 | 0 | 0 |  |  |  |  | 0 | 0 | 0 |  |  |  |  | 0 | 0 | 0 |  |  |  |  | 0 | 0 | 0 |  |  |  |  | 0 | 0 | 0 |  |  |  |  | 0 | 0 | 0 |  |  |  |  | 0 | 0 | 0 |  |  |  |  | 0 | 0 | 0 |  |  |  |  | 0 | 0 | 0 |  |  |  |  | 0 | 0 | 0 |  |  |  |  | 0 | 0 | 0 |  |  |  |  | 0 | 0 | 0 |  |  |  |  | 0 | 0 | 0 |  |  |  |  | 0 | 0 | 0 |  |  |  |  | 0 | 0 | 0 |  |  |  |  | 0 | 0 | 0 |  |  |  |  | 0 | 0 | 0 |  |  |  |  | 0 | 0 | 0 |  |  |  |  | 0 | 0 | 0 |  |  |  |  | 0 | 0 | 0 |  |  |  |  | 0 | 0 | 0 |  |  |  |  | 0 | 0 | 0 |  |  |  |  | 0 | 0 | 0 |  |  |  |  | 0 | 0 | 0 |  |  |  |  | 0 | 0 | 0 |  |  |  |  | 0 | 0 | 0 |  |  |  |  | 0 | 0 | 0 |  |  |  |  | 0 | 0 | 0 |  |  |  |  | 0 | 0 | 0 |  |  |  |  | 0 | 0 | 0 |  |  |  |  | 0 | 0 | 0 |  |  |  |  | 0 | 0 | 0 |  |  |  |  | 0 | 0 | 0 |  |  |  |  | 0 | 0 | 0 |  |  |  |  | 0 | 0 | 0 |  |  |  |  | 0 | 0 | 0 |  |  |  |  | 0 | 0 | 0 |  |  |  |  | 0 | 0 | 0 |  |  |  |  | 0 | 0 | 0 |  |  |  |  | 0 | 0 | 0 |  |  |  |  | 0 | 0 | 0 |  |  |  |  | 0 | 0 | 0 |  |  |  |  | 0 | 0 | 0 |  |  |  |  | 0 | 0 | 0 |  |  |  |  | 0 | 0 | 0 |  |  |  |  | 0 | 0 | 0 |  |  |  |  | 0 | 0 | 0 |  |  |  |  | 0 | 0 | 0 |  |  |  |  | 0 | 0 | 0 |  |  |  |  | 0 | 0 | 0 |  |  |  |  | 0 | 0 | 0 |  |  |  |  | 0 | 0 | 0 |  |  |  |  | 0 | 0 | 0 |  |  |  |  | 0 | 0 | 0 |  |  |  |  | 0 | 0 | 0 |  |  |  |  | 0 | 0 | 0 |  |  |  |  | 0 | 0 | 0 |  |  |  |  | 0 | 0 | 0 |  |  |  |  | 0 | 0 | 0 |  |  |  |  | 0 | 0 | 0 |  |  |  |  | 0 | 0 | 0 |  |  |  |  | 0 | 0 | 0 |  |  |  |  | 0 | 0 | 0 |  |  |  |  | 0 | 0 | 0 |  |  |  |  | 0 | 0 | 0 |  |  |  |  | 0 | 0 | 0 |  |  |  |  | 0 | 0 | 0 |  |  |  |  | 0 | 0 | 0 |  |  |  |  | 0 | 0 | 0 |  |  |  |  | 0 | 0 | 0 |  |  |  |  | 0 | 0 | 0 |  |  |  |  | 0 | 0 | 0 |  |  |  |  | 0 | 0 | 0 |  |  |  |  | 0 | 0 | 0 |  |  |  |  | 0 | 0 | 0 |  |  |  |  | 0 | 0 | 0 |  |  |  |  | 0 | 0 | 0 |  |  |  |  | 0 | 0 | 0 |  |  |  |  | 0 | 0 | 0 |  |  |  |  | 0 | 0 | 0 |  |  |  |  | 0 | 0 | 0 |  |  |  |  | 0 | 0 | 0 |  |  |  |  | 0 | 0 | 0 |  |  |  |  | 0 | 0 | 0 |  |  |  |  | 0 | 0 | 0 |  |  |  |  | 0 | 0 | 0 |  |  |  |  | 0 | 0 | 0 |  |  |  |  | 0 | 0 | 0 |  |  |  |  | 0 | 0 | 0 |  |  |  |  | 0 | 0 | 0 |  |  |  |  | 0 | 0 | 0 |  |  |  |  | 0 | 0 | 0 |  |  |  |  | 0 | 0 | 0 |  |  |  |  | 0 | 0 | 0 |  |  |  |  | 0 | 0 | 0 |  |  |  |  | 0 | 0 | 0 |  |  |  |  | 0 | 0 | 0 |  |  |  |  | 0 | 0 | 0 |  |  |  |  | 0 | 0 | 0 |  |  |  |  | 0 | 0 | 0 |  |  |  |  | 0 | 0 | 0 |  |  |  |  | 0 | 0 | 0 |  |  |  |  | 0 | 0 | 0 |  |  |  |  | 0 | 0 | 0 |  |  |  |  | 0 | 0 | 0 |  |  |  |  | 0 | 0 | 0 |  |  |  |  | 0 | 0 | 0 |  |  |  |  | 0 | 0 | 0 |  |  |  |  | 0 | 0 | 0 |  |  |  |  | 0 | 0 | 0 |  |  |  |  | 0 | 0 | 0 |  |  |  |  | 0 | 0 | 0 |  |  |  |  | 0 | 0 | 0 |  |  |  |  | 0 | 0 | 0 |  |  |  |  | 0 | 0 | 0 |  |  |  |  | 0 | 0 | 0 |  |  |  |  | 0 | 0 | 0 |  |  |  |  | 0 | 0 | 0 |  |  |  |  | 0 | 0 | 0 |  |  |  |  | 0 | 0 | 0 |  |  |  |  | 0 | 0 | 0 |  |  |  |  | 0 | 0 | 0 |  |  |  |  | 0 | 0 | 0 |  |  |  |  | 0 | 0 | 0 |  |  |  |  | 0 | 0 | 0 |  |  |  |  | 0 | 0 | 0 |  |  |  |  | 0 | 0 | 0 |  |  |  |  | 0 | 0 | 0 |  |  |  |  | 0 | 0 | 0 |  |  |  |  | 0 | 0 | 0 |  |  |  |  | 0 | 0 | 0 |  |  |  |  | 0 | 0 | 0 |  |  |  |  | 0 | 0 | 0 |  |  |  |  | 0 | 0 | 0 |  |  |  |  | 0 | 0 | 0 |  |  |  |  | 0 | 0 | 0 |  |  |  |  | 0 | 0 | 0 |  |  |  |  | 0 | 0 | 0 |  |  |  |  | 0 | 0 | 0 |  |  |  |  | 0 | 0 | 0 |  |  |  |  | 0 | 0 | 0 |  |  |  |  | 0 | 0 | 0 |  |  |  |  | 0 | 0 | 0 |  |  |  |  | 0 | 0 | 0 |  |  |  |  | 0 | 0 | 0 |  |  |  |  | 0 | 0 | 0 |  |  |  |  | 0 | 0 | 0 |  |  |  |  | 0 | 0 | 0 |  |  |  |  | 0 | 0 | 0 |  |  |  |  | 0 | 0 | 0 |  |  |  |  | 0 | 0 | 0 |  |  |  |  | 0 | 0 | 0 |  |  |  |  | 0 | 0 | 0 |  |  |  |  | 0 | 0 | 0 |  |  |  |  | 0 | 0 | 0 |  |  |  |  | 0 | 0 | 0 |  |  |  |  | 0 | 0 | 0 |  |  |  |  | 0 | 0 | 0 |  |  |  |  | 0 | 0 | 0 |  |  |  |  | 0 | 0 | 0 |  |  |  |  | 0 | 0 | 0 |  |  |  |  | 0 | 0 | 0 |  |  |  |  | 0 | 0 | 0 |  |  |  |  | 0 | 0 | 0 |  |  |  |  | 0 | 0 | 0 |  |  |  |  | 0 | 0 | 0 |  |  |  |  | 0 | 0 | 0 |  |  |  |  | 0 | 0 | 0 |  |  |  |  | 0 | 0 | 0 |  |  |  |  | 0 | 0 | 0 |  |  |  |  | 0 | 0 | 0 |  |  |  |  | 0 | 0 | 0 |  |  |  |  | 0 | 0 | 0 |  |  |  |  | 0 | 0 | 0 |  |  |  |  | 0 | 0 | 0 |  |  |  |  | 0 | 0 | 0 |  |  |  |  | 0 | 0 | 0 |  |  |  |  | 0 | 0 | 0 |  |  |  |  | 0 | 0 | 0 |  |  |  |  | 0 | 0 | 0 |  |  |  |  | 0 | 0 | 0 |  |  |  |  | 0 | 0 | 0 |  |  |  |  | 0 | 0 | 0 |  |  |  |  | 0 | 0 | 0 |  |  |  |  | 0 | 0 | 0 |  |  |  |  | 0 | 0 | 0 |  |  |  |  | 0 | 0 | 0 |  |  |  |  | 0 | 0 | 0 |  |  |  |  | 0 | 0 | 0 |  |  |  |  | 0 | 0 | 0 |  |  |  |  | 0 | 0 | 0 |  |  |  |  | 0 | 0 | 0 |  |  |  |  | 0 | 0 | 0 |  |  |  |  | 0 | 0 | 0 |  |  |  |  | 0 | 0 | 0 |  |  |  |  | 0 | 0 | 0 |  |  |  |  | 0 | 0 | 0 |  |  |  |  | 0 | 0 | 0 |  |  |  |  | 0 | 0 | 0 |  |  |  |  | 0 | 0 | 0 |  |  |  |  | 0 | 0 | 0 |  |  |  |  | 0 | 0 | 0 |  |  |  |  | 0 | 0 | 0 |  |  |  |  | 0 | 0 | 0 |  |  |  |  | 0 | 0 | 0 |  |  |  |  | 0 | 0 | 0 |  |  |  |  | 0 | 0 | 0 |  |  |  |  | 0 | 0 | 0 |  |  |  |  | 0 | 0 | 0 |  |  |  |  | 0 | 0 | 0 |  |  |  |  | 0 | 0 | 0 |  |  |  |  | 0 | 0 | 0 |  |  |  |  | 0 | 0 | 0 |  |  |  |  | 0 | 0 | 0 |  |  |  |  | 0 | 0 | 0 |  |  |  |  | 0 | 0 | 0 |  |  |  |  | 0 | 0 | 0 |  |  |  |  | 0 | 0 | 0 |  |  |  |  | 0 | 0 | 0 |  |  |  |  | 0 | 0 | 0 |  |  |  |  | 0 | 0 | 0 |  |  |  |  | 0 | 0 | 0 |  |  |  |  | 0 | 0 | 0 |  |  |  |  | 0 | 0 | 0 |  |  |  |  | 0 | 0 | 0 |  |  |  |  | 0 | 0 | 0 |  |  |  |  | 0 | 0 | 0 |  |  |  |  | 0 | 0 | 0 |  |  |  |  | 0 | 0 | 0 |  |  |  |  | 0 | 0 | 0 |  |  |  |  | 0 | 0 | 0 |  |  |  |  | 0 | 0 | 0 |  |  |  |  | 0 | 0 | 0 |  |  |  |  | 0 | 0 | 0 |  |  |  |  | 0 | 0 | 0 |  |  |  |  | 0 | 0 | 0 |  |  |  |  | 0 | 0 | 0 |  |  |  |  | 0 | 0 | 0 |  |  |  |  | 0 | 0 | 0 |  |  |  |  | 0 | 0 | 0 |  |  |  |  | 0 | 0 | 0 |  |  |  |  | 0 | 0 | 0 |  |  |  |  | 0 | 0 | 0 |  |  |  |  | 0 | 0 | 0 |  |  |  |  | 0 | 0 | 0 |  |  |  |  | 0 | 0 | 0 |  |  |  |  | 0 | 0 | 0 |  |  |  |  | 0 | 0 | 0 |  |  |  |  | 0 | 0 | 0 |  |  |  |  | 0 | 0 | 0 |  |  |  |  | 0 | 0 | 0 |  |  |  |  | 0 | 0 | 0 |  |  |  |  | 0 | 0 | 0 |  |  |  |  | 0 | 0 | 0 |  |  |  |  | 0 | 0 | 0 |  |  |  |  | 0 | 0 | 0 |  |  |  |  | 0 | 0 | 0 |  |  |  |  | 0 | 0 | 0 |  |  |  |  | 0 | 0 | 0 |  |  |  |  | 0 | 0 | 0 |  |  |  |  | 0 | 0 | 0 |  |  |  |  | 0 | 0 | 0 |  |  |  |  | 0 | 0 | 0 |  |  |  |  | 0 | 0 | 0 |  |  |  |  | 0 | 0 | 0 |  |  |  |  | 0 | 0 | 0 |  |  |  |  | 0 | 0 | 0 |  |  |  |  | 0 | 0 | 0 |  |  |  |  | 0 | 0 | 0 |  |  |  |  | 0 | 0 | 0 |  |  |  |  | 0 | 0 | 0 |  |  |  |  | 0 | 0 | 0 |  |  |  |  | 0 | 0 | 0 |  |  |  |  | 0 | 0 | 0
|  |  | 0 | 0 | 0 |  |  |  |  | 0 | 0 | 0 |  |  |  |  | 0 | 0 | 0 |  |  |  |  | 0 | 0 | 0 |  |  |  |  | 0 | 0 | 0 |  |  |  |  | 0 | 0 | 0 |  |  |  |  | 0 | 0 | 0 |  |  |  |  | 0 | 0 | 0 |  |  |  |  | 0 | 0 | 0 |  |  |  |  | 0 | 0 | 0 |  |  |  |  | 0 | 0 | 0 |  |  |  |  | 0 | 0 | 0 |  |  |  |  | 0 | 0 | 0 |  |  |  |  | 0 | 0 | 0 |  |  |  |  | 0 | 0 | 0 |  |  |  |  | 0 | 0 | 0 |  |  |  |  | 0 | 0 | 0 |  |  |  |  | 0 | 0 | 0 |  |  |  |  | 0 | 0 | 0 |  |  |  |  | 0 | 0 | 0 |  |  |  |  | 0 | 0 | 0 |  |  |  |  | 0 | 0 | 0 |  |  |  |  | 0 | 0 | 0 |  |  |  |  | 0 | 0 | 0 |  |  |  |  | 0 | 0 | 0 |  |  |  |  | 0 | 0 | 0 |  |  |  |  | 0 | 0 | 0 |  |  |  |  | 0 | 0 | 0 |  |  |  |  | 0 | 0 | 0 |  |  |  |  | 0 | 0 | 0 |  |  |  |  | 0 | 0 | 0 |  |  |  |  | 0 | 0 | 0 |  |  |  |  | 0 | 0 | 0 |  |  |  |  | 0 | 0 | 0 |  |  |  |  | 0 | 0 | 0 |  |  |  |  | 0 | 0 | 0 |  |  |  |  | 0 | 0 | 0 |  |  |  |  | 0 | 0 | 0 |  |  |  |  | 0 | 0 | 0 |  |  |  |  | 0 | 0 | 0 |  |  |  |  | 0 | 0 | 0 |  |  |  |  | 0 | 0 | 0 |  |  |  |  | 0 | 0 | 0 |  |  |  |  | 0 | 0 | 0 |  |  |  |  | 0 | 0 | 0 |  |  |  |  | 0 | 0 | 0 |  |  |  |  | 0 | 0 | 0 |  |  |  |  | 0 | 0 | 0 |  |  |  |  | 0 | 0 | 0 |  |  |  |  | 0 | 0 | 0 |  |  |  |  | 0 | 0 | 0 |  |  |  |  | 0 | 0 | 0 |  |  |  |  | 0 | 0 | 0 |  |  |  |  | 0 | 0 | 0 |  |  |  |  | 0 | 0 | 0 |  |  |  |  | 0 | 0 | 0 |  |  |  |  | 0 | 0 | 0 |  |  |  |  | 0 | 0 | 0 |  |  |  |  | 0 | 0 | 0 |  |  |  |  | 0 | 0 | 0 |  |  |  |  | 0 | 0 | 0 |  |  |  |  | 0 | 0 | 0 |  |  |  |  | 0 | 0 | 0 |  |  |  |  | 0 | 0 | 0 |  |  |  |  | 0 | 0 | 0 |  |  |  |  | 0 | 0 | 0 |  |  |  |  | 0 | 0 | 0 |  |  |  |  | 0 | 0 | 0 |  |  |  |  | 0 | 0 | 0 |  |  |  |  | 0 | 0 | 0 |  |  |  |  | 0 | 0 | 0 |  |  |  |  | 0 | 0 | 0 |  |  |  |  | 0 | 0 | 0 |  |  |  |  | 0 | 0 | 0 |  |  |  |  | 0 | 0 | 0 |  |  |  |  | 0 | 0 | 0 |  |  |  |  | 0 | 0 | 0 |  |  |  |  | 0 | 0 | 0 |  |  |  |  | 0 | 0 | 0 |  |  |  |  | 0 | 0 | 0 |  |  |  |  | 0 | 0 | 0 |  |  |  |  | 0 | 0 | 0 |  |  |  |  | 0 | 0 | 0 |  |  |  |  | 0 | 0 | 0 |  |  |  |  | 0 | 0 | 0 |  |  |  |  | 0 | 0 | 0 |  |  |  |  | 0 | 0 | 0 |  |  |  |  | 0 | 0 | 0 |  |  |  |  | 0 | 0 | 0 |  |  |  |  | 0 | 0 | 0 |  |  |  |  | 0 | 0 | 0 |  |  |  |  | 0 | 0 | 0 |  |  |  |  | 0 | 0 | 0 |  |  |  |  | 0 | 0 | 0 |  |  |  |  | 0 | 0 | 0 |  |  |  |  | 0 | 0 | 0 |  |  |  |  | 0 | 0 | 0 |  |  |  |  | 0 | 0 | 0 |  |  |  |  | 0 | 0 | 0 |  |  |  |  | 0 | 0 | 0 |  |  |  |  | 0 | 0 | 0 |  |  |  |  | 0 | 0 | 0 |  |  |  |  | 0 | 0 | 0 |  |  |  |  | 0 | 0 | 0 |  |  |  |  | 0 | 0 | 0 |  |  |  |  | 0 | 0 | 0 |  |  |  |  | 0 | 0 | 0 |  |  |  |  | 0 | 0 | 0 |  |  |  |  | 0 | 0 | 0 |  |  |  |  | 0 | 0 | 0 |  |  |  |  | 0 | 0 | 0 |  |  |  |  | 0 | 0 | 0 |  |  |  |  | 0 | 0 | 0 |  |  |  |  | 0 | 0 | 0 |  |  |  |  | 0 | 0 | 0 |  |  |  |  | 0 | 0 | 0 |  |  |  |  | 0 | 0 | 0 |  |  |  |  | 0 | 0 | 0 |  |  |  |  | 0 | 0 | 0 |  |  |  |  | 0 | 0 | 0 |  |  |  |  | 0 | 0 | 0 |  |  |  |  | 0 | 0 | 0 |  |  |  |  | 0 | 0 | 0 |  |  |  |  | 0 | 0 | 0 |  |  |  |  | 0 | 0 | 0 |  |  |  |  | 0 | 0 | 0 |  |  |  |  | 0 | 0 | 0 |  |  |  |  | 0 | 0 | 0 |  |  |  |  | 0 | 0 | 0 |  |  |  |  | 0 | 0 | 0 |  |  |  |  | 0 | 0 | 0 |  |  |  |  | 0 | 0 | 0 |  |  |  |  | 0 | 0 | 0 |  |  |  |  | 0 | 0 | 0 |  |  |  |  | 0 | 0 | 0 |  |  |  |  | 0 | 0 | 0 |  |  |  |  | 0 | 0 | 0 |  |  |  |  | 0 | 0 | 0 |  |  |  |  | 0 | 0 | 0 |  |  |  |  | 0 | 0 | 0 |  |  |  |  | 0 | 0 | 0 |  |  |  |  | 0 | 0 | 0 |  |  |  |  | 0 | 0 | 0 |  |  |  |  | 0 | 0 | 0 |  |  |  |  | 0 | 0 | 0 |  |  |  |  | 0 | 0 | 0 |  |  |  |  | 0 | 0 | 0 |  |  |  |  | 0 | 0 | 0 |  |  |  |  | 0 | 0 | 0 |  |  |  |  | 0 | 0 | 0 |  |  |  |  | 0 | 0 | 0 |  |  |  |  | 0 | 0 | 0 |  |  |  |  | 0 | 0 | 0 |  |  |  |  | 0 | 0 | 0 |  |  |  |  | 0 | 0 | 0 |  |  |  |  | 0 | 0 | 0 |  |  |  |  | 0 | 0 | 0 |  |  |  |  | 0 | 0 | 0 |  |  |  |  | 0 | 0 | 0 |  |  |  |  | 0 | 0 | 0 |  |  |  |  | 0 | 0 | 0 |  |  |  |  | 0 | 0 | 0 |  |  |  |  | 0 | 0 | 0 |  |  |  |  | 0 | 0 | 0 |  |  |  |  | 0 | 0 | 0 |  |  |  |  | 0 | 0 | 0 |  |  |  |  | 0 | 0 | 0 |  |  |  |  | 0 | 0 | 0 |  |  |  |  | 0 | 0 | 0 |  |  |  |  | 0 | 0 | 0 |  |  |  |  | 0 | 0 | 0 |  |  |  |  | 0 | 0 | 0 |  |  |  |  | 0 | 0 | 0 |  |  |  |  | 0 | 0 | 0 |  |  |  |  | 0 | 0 | 0 |  |  |  |  | 0 | 0 | 0 |  |  |  |  | 0 | 0 | 0 |  |  |  |  | 0 | 0 | 0 |  |  |  |  | 0 | 0 | 0 |  |  |  |  | 0 | 0 | 0 |  |  |  |  | 0 | 0 | 0 |  |  |  |  | 0 | 0 | 0 |  |  |  |  | 0 | 0 | 0 |  |  |  |  | 0 | 0 | 0 |  |  |  |  | 0 | 0 | 0 |  |  |  |  | 0 | 0 | 0 |  |  |  |  | 0 | 0 | 0 |  |  |  |  | 0 | 0 | 0 |  |  |  |  | 0 | 0 | 0 |  |  |  |  | 0 | 0 | 0 |  |  |  |  | 0 | 0 | 0 |  |  |  |  | 0 | 0 | 0 |  |  |  |  | 0 | 0 | 0 |  |  |  |  | 0 | 0 | 0 |  |  |  |  | 0 | 0 | 0 |  |  |  |  | 0 | 0 | 0 |  |  |  |  | 0 | 0 | 0 |  |  |  |  | 0 | 0 | 0 |  |  |  |  | 0 | 0 | 0 |  |  |  |  | 0 | 0 | 0 |  |  |  |  | 0 | 0 | 0 |  |  |  |  | 0 | 0 | 0 |  |  |  |  | 0 | 0 | 0 |  |  |  |  | 0 | 0 | 0 |  |  |  |  | 0 | 0 | 0 |  |  |  |  | 0 | 0 | 0 |  |  |  |  | 0 | 0 | 0 |  |  |  |  | 0 | 0 | 0 |  |  |  |  | 0 | 0 | 0 |  |  |  |  | 0 | 0 | 0 |  |  |  |  | 0 | 0 | 0 |  |  |  |  | 0 | 0 | 0 |  |  |  |  | 0 | 0 | 0 |  |  |  |  | 0 | 0 | 0 |  |  |  |  | 0 | 0 | 0 |  |  |  |  | 0 | 0 | 0 |  |  |  |  | 0 | 0 | 0 |  |  |  |  | 0 | 0 | 0 |  |  |  |  | 0 | 0 | 0 |  |  |  |  | 0 | 0 | 0 |  |  |  |  | 0 | 0 | 0 |  |  |  |  | 0 | 0 | 0 |  |  |  |  | 0 | 0 | 0 |  |  |  |  | 0 | 0 | 0 |  |  |  |  | 0 | 0 | 0 |  |  |  |  | 0 | 0 | 0 |  |  |  |  | 0 | 0 | 0 |  |  |  |  | 0 | 0 | 0 |  |  |  |  | 0 | 0 | 0 |  |  |  |  | 0 | 0 | 0 |  |  |  |  | 0 | 0 | 0 |  |  |  |  | 0 | 0 | 0 |  |  |  |  | 0 | 0 | 0 |  |  |  |  | 0 | 0 | 0 |  |  |  |  | 0 | 0 | 0 |  |  |  |  | 0 | 0 | 0 |  |  |  |  | 0 | 0 | 0 |  |  |  |  | 0 | 0 | 0 |  |  |  |  | 0 | 0 | 0 |  |  |  |  | 0 | 0 | 0 |  |  |  |  | 0 | 0 | 0 |  |  |  |  | 0 | 0 | 0 |  |  |  |  | 0 | 0 | 0 |  |  |  |  | 0 | 0 | 0 |  |  |  |  | 0 | 0 | 0 |  |  |  |  | 0 | 0 | 0 |  |  |  |  | 0 | 0 | 0 |  |  |  |  | 0 | 0 | 0 |  |  |  |  | 0 | 0 | 0 |  |  |  |  | 0 | 0 | 0 |  |  |  |  | 0 | 0 | 0 |  |  |  |  | 0 | 0 | 0 |  |  |  |  | 0 | 0 | 0 |  |  |  |  | 0 | 0 | 0 |  |  |  |  | 0 | 0 | 0 |  |  |  |  | 0 | 0 | 0 |  |  |  |  | 0 | 0 | 0 |  |  |  |  | 0 | 0 | 0 |  |  |  |  | 0 | 0 | 0 |  |  |  |  | 0 | 0 | 0 |  |  |  |  | 0 | 0 | 0 |  |  |  |  | 0 | 0 | 0 |  |  |  |  | 0 | 0 | 0 |  |  |  |  | 0 | 0 | 0 |  |  |  |  | 0 | 0 | 0 |  |  |  |  | 0 | 0 | 0 |  |  |  |  | 0 | 0 | 0 |  |  |  |  | 0 | 0 | 0 |  |  |  |  | 0 | 0 | 0 |  |  |  |  | 0 | 0 | 0 |  |  |  |  | 0 | 0 | 0 |  |  |  |  | 0 | 0 | 0 |  |  |  |  | 0 | 0 | 0 |  |  |  |  | 0 | 0 | 0 |  |  |  |  | 0 | 0 | 0 |  |  |  |  | 0 | 0 | 0 |  |  |  |  | 0 | 0 | 0 |  |  |  |  | 0 | 0 | 0 |  |  |  |  | 0 | 0 | 0 |  |  |  |  | 0 | 0 | 0 |  |  |  |  | 0 | 0 | 0 |  |  |  |  | 0 | 0 | 0 |  |  |  |  | 0 | 0 | 0 |  |  |  |  | 0 | 0 | 0 |  |  |  |  | 0 | 0 | 0 |  |  |  |  | 0 | 0 | 0 |  |  |  |  | 0 | 0 | 0 |  |  |  |  | 0 | 0 | 0 |  |  |  |  | 0 | 0 | 0
|  |  | 0 | 0 | 0 |  |  |  |  | 0 | 0 | 0 |  |  |  |  | 0 | 0 | 0 |  |  |  |  | 0 | 0 | 0 |  |  |  |  | 0 | 0 | 0 |  |  |  |  | 0 | 0 | 0 |  |  |  |  | 0 | 0 | 0 |  |  |  |  | 0 | 0 | 0 |  |  |  |  | 0 | 0 | 0 |  |  |  |  | 0 | 0 | 0 |  |  |  |  | 0 | 0 | 0 |  |  |  |  | 0 | 0 | 0 |  |  |  |  | 0 | 0 | 0 |  |  |  |  | 0 | 0 | 0 |  |  |  |  | 0 | 0 | 0 |  |  |  |  | 0 | 0 | 0 |  |  |  |  | 0 | 0 | 0 |  |  |  |  | 0 | 0 | 0 |  |  |  |  | 0 | 0 | 0 |  |  |  |  | 0 | 0 | 0 |  |  |  |  | 0 | 0 | 0 |  |  |  |  | 0 | 0 | 0 |  |  |  |  | 0 | 0 | 0 |  |  |  |  | 0 | 0 | 0 |  |  |  |  | 0 | 0 | 0 |  |  |  |  | 0 | 0 | 0 |  |  |  |  | 0 | 0 | 0 |  |  |  |  | 0 | 0 | 0 |  |  |  |  | 0 | 0 | 0 |  |  |  |  | 0 | 0 | 0 |  |  |  |  | 0 | 0 | 0 |  |  |  |  | 0 | 0 | 0 |  |  |  |  | 0 | 0 | 0 |  |  |  |  | 0 | 0 | 0 |  |  |  |  | 0 | 0 | 0 |  |  |  |  | 0 | 0 | 0 |  |  |  |  | 0 | 0 | 0 |  |  |  |  | 0 | 0 | 0 |  |  |  |  | 0 | 0 | 0 |  |  |  |  | 0 | 0 | 0 |  |  |  |  | 0 | 0 | 0 |  |  |  |  | 0 | 0 | 0 |  |  |  |  | 0 | 0 | 0 |  |  |  |  | 0 | 0 | 0 |  |  |  |  | 0 | 0 | 0 |  |  |  |  | 0 | 0 | 0 |  |  |  |  | 0 | 0 | 0 |  |  |  |  | 0 | 0 | 0 |  |  |  |  | 0 | 0 | 0 |  |  |  |  | 0 | 0 | 0 |  |  |  |  | 0 | 0 | 0 |  |  |  |  | 0 | 0 | 0 |  |  |  |  | 0 | 0 | 0 |  |  |  |  | 0 | 0 | 0 |  |  |  |  | 0 | 0 | 0 |  |  |  |  | 0 | 0 | 0 |  |  |  |  | 0 | 0 | 0 |  |  |  |  | 0 | 0 | 0 |  |  |  |  | 0 | 0 | 0 |  |  |  |  | 0 | 0 | 0 |  |  |  |  | 0 | 0 | 0 |  |  |  |  | 0 | 0 | 0 |  |  |  |  | 0 | 0 | 0 |  |  |  |  | 0 | 0 | 0 |  |  |  |  | 0 | 0 | 0 |  |  |  |  | 0 | 0 | 0 |  |  |  |  | 0 | 0 | 0 |  |  |  |  | 0 | 0 | 0 |  |  |  |  | 0 | 0 | 0 |  |  |  |  | 0 | 0 | 0 |  |  |  |  | 0 | 0 | 0 |  |  |  |  | 0 | 0 | 0 |  |  |  |  | 0 | 0 | 0 |  |  |  |  | 0 | 0 | 0 |  |  |  |  | 0 | 0 | 0 |  |  |  |  | 0 | 0 | 0 |  |  |  |  | 0 | 0 | 0 |  |  |  |  | 0 | 0 | 0 |  |  |  |  | 0 | 0 | 0 |  |  |  |  | 0 | 0 | 0 |  |  |  |  | 0 | 0 | 0 |  |  |  |  | 0 | 0 | 0 |  |  |  |  | 0 | 0 | 0 |  |  |  |  | 0 | 0 | 0 |  |  |  |  | 0 | 0 | 0 |  |  |  |  | 0 | 0 | 0 |  |  |  |  | 0 | 0 | 0 |  |  |  |  | 0 | 0 | 0 |  |  |  |  | 0 | 0 | 0 |  |  |  |  | 0 | 0 | 0 |  |  |  |  | 0 | 0 | 0 |  |  |  |  | 0 | 0 | 0 |  |  |  |  | 0 | 0 | 0 |  |  |  |  | 0 | 0 | 0 |  |  |  |  | 0 | 0 | 0 |  |  |  |  | 0 | 0 | 0 |  |  |  |  | 0 | 0 | 0 |  |  |  |  | 0 | 0 | 0 |  |  |  |  | 0 | 0 | 0 |  |  |  |  | 0 | 0 | 0 |  |  |  |  | 0 | 0 | 0 |  |  |  |  | 0 | 0 | 0 |  |  |  |  | 0 | 0 | 0 |  |  |  |  | 0 | 0 | 0 |  |  |  |  | 0 | 0 | 0 |  |  |  |  | 0 | 0 | 0 |  |  |  |  | 0 | 0 | 0 |  |  |  |  | 0 | 0 | 0 |  |  |  |  | 0 | 0 | 0 |  |  |  |  | 0 | 0 | 0 |  |  |  |  | 0 | 0 | 0 |  |  |  |  | 0 | 0 | 0 |  |  |  |  | 0 | 0 | 0 |  |  |  |  | 0 | 0 | 0 |  |  |  |  | 0 | 0 | 0 |  |  |  |  | 0 | 0 | 0 |  |  |  |  | 0 | 0 | 0 |  |  |  |  | 0 | 0 | 0 |  |  |  |  | 0 | 0 | 0 |  |  |  |  | 0 | 0 | 0 |  |  |  |  | 0 | 0 | 0 |  |  |  |  | 0 | 0 | 0 |  |  |  |  | 0 | 0 | 0 |  |  |  |  | 0 | 0 | 0 |  |  |  |  | 0 | 0 | 0 |  |  |  |  | 0 | 0 | 0 |  |  |  |  | 0 | 0 | 0 |  |  |  |  | 0 | 0 | 0 |  |  |  |  | 0 | 0 | 0 |  |  |  |  | 0 | 0 | 0 |  |  |  |  | 0 | 0 | 0 |  |  |  |  | 0 | 0 | 0 |  |  |  |  | 0 | 0 | 0 |  |  |  |  | 0 | 0 | 0 |  |  |  |  | 0 | 0 | 0 |  |  |  |  | 0 | 0 | 0 |  |  |  |  | 0 | 0 | 0 |  |  |  |  | 0 | 0 | 0 |  |  |  |  | 0 | 0 | 0 |  |  |  |  | 0 | 0 | 0 |  |  |  |  | 0 | 0 | 0 |  |  |  |  | 0 | 0 | 0 |  |  |  |  | 0 | 0 | 0 |  |  |  |  | 0 | 0 | 0 |  |  |  |  | 0 | 0 | 0 |  |  |  |  | 0 | 0 | 0 |  |  |  |  | 0 | 0 | 0 |  |  |  |  | 0 | 0 | 0 |  |  |  |  | 0 | 0 | 0 |  |  |  |  | 0 | 0 | 0 |  |  |  |  | 0 | 0 | 0 |  |  |  |  | 0 | 0 | 0 |  |  |  |  | 0 | 0 | 0 |  |  |  |  | 0 | 0 | 0 |  |  |  |  | 0 | 0 | 0 |  |  |  |  | 0 | 0 | 0 |  |  |  |  | 0 | 0 | 0 |  |  |  |  | 0 | 0 | 0 |  |  |  |  | 0 | 0 | 0 |  |  |  |  | 0 | 0 | 0 |  |  |  |  | 0 | 0 | 0 |  |  |  |  | 0 | 0 | 0 |  |  |  |  | 0 | 0 | 0 |  |  |  |  | 0 | 0 | 0 |  |  |  |  | 0 | 0 | 0 |  |  |  |  | 0 | 0 | 0 |  |  |  |  | 0 | 0 | 0 |  |  |  |  | 0 | 0 | 0 |  |  |  |  | 0 | 0 | 0 |  |  |  |  | 0 | 0 | 0 |  |  |  |  | 0 | 0 | 0 |  |  |  |  | 0 | 0 | 0 |  |  |  |  | 0 | 0 | 0 |  |  |  |  | 0 | 0 | 0 |  |  |  |  | 0 | 0 | 0 |  |  |  |  | 0 | 0 | 0 |  |  |  |  | 0 | 0 | 0 |  |  |  |  | 0 | 0 | 0 |  |  |  |  | 0 | 0 | 0 |  |  |  |  | 0 | 0 | 0 |  |  |  |  | 0 | 0 | 0 |  |  |  |  | 0 | 0 | 0 |  |  |  |  | 0 | 0 | 0 |  |  |  |  | 0 | 0 | 0 |  |  |  |  | 0 | 0 | 0 |  |  |  |  | 0 | 0 | 0 |  |  |  |  | 0 | 0 | 0 |  |  |  |  | 0 | 0 | 0 |  |  |  |  | 0 | 0 | 0 |  |  |  |  | 0 | 0 | 0 |  |  |  |  | 0 | 0 | 0 |  |  |  |  | 0 | 0 | 0 |  |  |  |  | 0 | 0 | 0 |  |  |  |  | 0 | 0 | 0 |  |  |  |  | 0 | 0 | 0 |  |  |  |  | 0 | 0 | 0 |  |  |  |  | 0 | 0 | 0 |  |  |  |  | 0 | 0 | 0 |  |  |  |  | 0 | 0 | 0 |  |  |  |  | 0 | 0 | 0 |  |  |  |  | 0 | 0 | 0 |  |  |  |  | 0 | 0 | 0 |  |  |  |  | 0 | 0 | 0 |  |  |  |  | 0 | 0 | 0 |  |  |  |  | 0 | 0 | 0 |  |  |  |  | 0 | 0 | 0 |  |  |  |  | 0 | 0 | 0 |  |  |  |  | 0 | 0 | 0 |  |  |  |  | 0 | 0 | 0 |  |  |  |  | 0 | 0 | 0 |  |  |  |  | 0 | 0 | 0 |  |  |  |  | 0 | 0 | 0 |  |  |  |  | 0 | 0 | 0 |  |  |  |  | 0 | 0 | 0 |  |  |  |  | 0 | 0 | 0 |  |  |  |  | 0 | 0 | 0 |  |  |  |  | 0 | 0 | 0 |  |  |  |  | 0 | 0 | 0 |  |  |  |  | 0 | 0 | 0 |  |  |  |  | 0 | 0 | 0 |  |  |  |  | 0 | 0 | 0 |  |  |  |  | 0 | 0 | 0 |  |  |  |  | 0 | 0 | 0 |  |  |  |  | 0 | 0 | 0 |  |  |  |  | 0 | 0 | 0 |  |  |  |  | 0 | 0 | 0 |  |  |  |  | 0 | 0 | 0 |  |  |  |  | 0 | 0 | 0 |  |  |  |  | 0 | 0 | 0 |  |  |  |  | 0 | 0 | 0 |  |  |  |  | 0 | 0 | 0 |  |  |  |  | 0 | 0 | 0 |  |  |  |  | 0 | 0 | 0 |  |  |  |  | 0 | 0 | 0 |  |  |  |  | 0 | 0 | 0 |  |  |  |  | 0 | 0 | 0 |  |  |  |  | 0 | 0 | 0 |  |  |  |  | 0 | 0 | 0 |  |  |  |  | 0 | 0 | 0 |  |  |  |  | 0 | 0 | 0 |  |  |  |  | 0 | 0 | 0 |  |  |  |  | 0 | 0 | 0 |  |  |  |  | 0 | 0 | 0 |  |  |  |  | 0 | 0 | 0 |  |  |  |  | 0 | 0 | 0 |  |  |  |  | 0 | 0 | 0 |  |  |  |  | 0 | 0 | 0 |  |  |  |  | 0 | 0 | 0 |  |  |  |  | 0 | 0 | 0 |  |  |  |  | 0 | 0 | 0 |  |  |  |  | 0 | 0 | 0 |  |  |  |  | 0 | 0 | 0 |  |  |  |  | 0 | 0 | 0 |  |  |  |  | 0 | 0 | 0 |  |  |  |  | 0 | 0 | 0 |  |  |  |  | 0 | 0 | 0 |  |  |  |  | 0 | 0 | 0 |  |  |  |  | 0 | 0 | 0 |  |  |  |  | 0 | 0 | 0 |  |  |  |  | 0 | 0 | 0 |  |  |  |  | 0 | 0 | 0 |  |  |  |  | 0 | 0 | 0 |  |  |  |  | 0 | 0 | 0 |  |  |  |  | 0 | 0 | 0 |  |  |  |  | 0 | 0 | 0 |  |  |  |  | 0 | 0 | 0 |  |  |  |  | 0 | 0 | 0 |  |  |  |  | 0 | 0 | 0 |  |  |  |  | 0 | 0 | 0 |  |  |  |  | 0 | 0 | 0 |  |  |  |  | 0 | 0 | 0 |  |  |  |  | 0 | 0 | 0 |  |  |  |  | 0 | 0 | 0 |  |  |  |  | 0 | 0 | 0 |  |  |  |  | 0 | 0 | 0 |  |  |  |  | 0 | 0 | 0 |  |  |  |  | 0 | 0 | 0 |  |  |  |  | 0 | 0 | 0 |  |  |  |  | 0 | 0 | 0 |  |  |  |  | 0 | 0 | 0 |  |  |  |  | 0 | 0 | 0 |  |  |  |  | 0 | 0 | 0 |  |  |  |  | 0 | 0 | 0 |  |  |  |  | 0 | 0 | 0 |  |  |  |  | 0 | 0 | 0 |  |  |  |  | 0 | 0 | 0 |  |  |  |  | 0 | 0 | 0 |  |  |  |  | 0 | 0 | 0 |  |  |  |  | 0 | 0 | 0
|  |  | 0 | 0 | 0 |  |  |  |  | 0 | 0 | 0 |  |  |  |  | 0 | 0 | 0 |  |  |  |  | 0 | 0 | 0 |  |  |  |  | 0 | 0 | 0 |  |  |  |  | 0 | 0 | 0 |  |  |  |  | 0 | 0 | 0 |  |  |  |  | 0 | 0 | 0 |  |  |  |  | 0 | 0 | 0 |  |  |  |  | 0 | 0 | 0 |  |  |  |  | 0 | 0 | 0 |  |  |  |  | 0 | 0 | 0 |  |  |  |  | 0 | 0 | 0 |  |  |  |  | 0 | 0 | 0 |  |  |  |  | 0 | 0 | 0 |  |  |  |  | 0 | 0 | 0 |  |  |  |  | 0 | 0 | 0 |  |  |  |  | 0 | 0 | 0 |  |  |  |  | 0 | 0 | 0 |  |  |  |  | 0 | 0 | 0 |  |  |  |  | 0 | 0 | 0 |  |  |  |  | 0 | 0 | 0 |  |  |  |  | 0 | 0 | 0 |  |  |  |  | 0 | 0 | 0 |  |  |  |  | 0 | 0 | 0 |  |  |  |  | 0 | 0 | 0 |  |  |  |  | 0 | 0 | 0 |  |  |  |  | 0 | 0 | 0 |  |  |  |  | 0 | 0 | 0 |  |  |  |  | 0 | 0 | 0 |  |  |  |  | 0 | 0 | 0 |  |  |  |  | 0 | 0 | 0 |  |  |  |  | 0 | 0 | 0 |  |  |  |  | 0 | 0 | 0 |  |  |  |  | 0 | 0 | 0 |  |  |  |  | 0 | 0 | 0 |  |  |  |  | 0 | 0 | 0 |  |  |  |  | 0 | 0 | 0 |  |  |  |  | 0 | 0 | 0 |  |  |  |  | 0 | 0 | 0 |  |  |  |  | 0 | 0 | 0 |  |  |  |  | 0 | 0 | 0 |  |  |  |  | 0 | 0 | 0 |  |  |  |  | 0 | 0 | 0 |  |  |  |  | 0 | 0 | 0 |  |  |  |  | 0 | 0 | 0 |  |  |  |  | 0 | 0 | 0 |  |  |  |  | 0 | 0 | 0 |  |  |  |  | 0 | 0 | 0 |  |  |  |  | 0 | 0 | 0 |  |  |  |  | 0 | 0 | 0 |  |  |  |  | 0 | 0 | 0 |  |  |  |  | 0 | 0 | 0 |  |  |  |  | 0 | 0 | 0 |  |  |  |  | 0 | 0 | 0 |  |  |  |  | 0 | 0 | 0 |  |  |  |  | 0 | 0 | 0 |  |  |  |  | 0 | 0 | 0 |  |  |  |  | 0 | 0 | 0 |  |  |  |  | 0 | 0 | 0 |  |  |  |  | 0 | 0 | 0 |  |  |  |  | 0 | 0 | 0 |  |  |  |  | 0 | 0 | 0 |  |  |  |  | 0 | 0 | 0 |  |  |  |  | 0 | 0 | 0 |  |  |  |  | 0 | 0 | 0 |  |  |  |  | 0 | 0 | 0 |  |  |  |  | 0 | 0 | 0 |  |  |  |  | 0 | 0 | 0 |  |  |  |  | 0 | 0 | 0 |  |  |  |  | 0 | 0 | 0 |  |  |  |  | 0 | 0 | 0 |  |  |  |  | 0 | 0 | 0 |  |  |  |  | 0 | 0 | 0 |  |  |  |  | 0 | 0 | 0 |  |  |  |  | 0 | 0 | 0 |  |  |  |  | 0 | 0 | 0 |  |  |  |  | 0 | 0 | 0 |  |  |  |  | 0 | 0 | 0 |  |  |  |  | 0 | 0 | 0 |  |  |  |  | 0 | 0 | 0 |  |  |  |  | 0 | 0 | 0 |  |  |  |  | 0 | 0 | 0 |  |  |  |  | 0 | 0 | 0 |  |  |  |  | 0 | 0 | 0 |  |  |  |  | 0 | 0 | 0 |  |  |  |  | 0 | 0 | 0 |  |  |  |  | 0 | 0 | 0 |  |  |  |  | 0 | 0 | 0 |  |  |  |  | 0 | 0 | 0 |  |  |  |  | 0 | 0 | 0 |  |  |  |  | 0 | 0 | 0 |  |  |  |  | 0 | 0 | 0 |  |  |  |  | 0 | 0 | 0 |  |  |  |  | 0 | 0 | 0 |  |  |  |  | 0 | 0 | 0 |  |  |  |  | 0 | 0 | 0 |  |  |  |  | 0 | 0 | 0 |  |  |  |  | 0 | 0 | 0 |  |  |  |  | 0 | 0 | 0 |  |  |  |  | 0 | 0 | 0 |  |  |  |  | 0 | 0 | 0 |  |  |  |  | 0 | 0 | 0 |  |  |  |  | 0 | 0 | 0 |  |  |  |  | 0 | 0 | 0 |  |  |  |  | 0 | 0 | 0 |  |  |  |  | 0 | 0 | 0 |  |  |  |  | 0 | 0 | 0 |  |  |  |  | 0 | 0 | 0 |  |  |  |  | 0 | 0 | 0 |  |  |  |  | 0 | 0 | 0 |  |  |  |  | 0 | 0 | 0 |  |  |  |  | 0 | 0 | 0 |  |  |  |  | 0 | 0 | 0 |  |  |  |  | 0 | 0 | 0 |  |  |  |  | 0 | 0 | 0 |  |  |  |  | 0 | 0 | 0 |  |  |  |  | 0 | 0 | 0 |  |  |  |  | 0 | 0 | 0 |  |  |  |  | 0 | 0 | 0 |  |  |  |  | 0 | 0 | 0 |  |  |  |  | 0 | 0 | 0 |  |  |  |  | 0 | 0 | 0 |  |  |  |  | 0 | 0 | 0 |  |  |  |  | 0 | 0 | 0 |  |  |  |  | 0 | 0 | 0 |  |  |  |  | 0 | 0 | 0 |  |  |  |  | 0 | 0 | 0 |  |  |  |  | 0 | 0 | 0 |  |  |  |  | 0 | 0 | 0 |  |  |  |  | 0 | 0 | 0 |  |  |  |  | 0 | 0 | 0 |  |  |  |  | 0 | 0 | 0 |  |  |  |  | 0 | 0 | 0 |  |  |  |  | 0 | 0 | 0 |  |  |  |  | 0 | 0 | 0 |  |  |  |  | 0 | 0 | 0 |  |  |  |  | 0 | 0 | 0 |  |  |  |  | 0 | 0 | 0 |  |  |  |  | 0 | 0 | 0 |  |  |  |  | 0 | 0 | 0 |  |  |  |  | 0 | 0 | 0 |  |  |  |  | 0 | 0 | 0 |  |  |  |  | 0 | 0 | 0 |  |  |  |  | 0 | 0 | 0 |  |  |  |  | 0 | 0 | 0 |  |  |  |  | 0 | 0 | 0 |  |  |  |  | 0 | 0 | 0 |  |  |  |  | 0 | 0 | 0 |  |  |  |  | 0 | 0 | 0 |  |  |  |  | 0 | 0 | 0 |  |  |  |  | 0 | 0 | 0 |  |  |  |  | 0 | 0 | 0 |  |  |  |  | 0 | 0 | 0 |  |  |  |  | 0 | 0 | 0 |  |  |  |  | 0 | 0 | 0 |  |  |  |  | 0 | 0 | 0 |  |  |  |  | 0 | 0 | 0 |  |  |  |  | 0 | 0 | 0 |  |  |  |  | 0 | 0 | 0 |  |  |  |  | 0 | 0 | 0 |  |  |  |  | 0 | 0 | 0 |  |  |  |  | 0 | 0 | 0 |  |  |  |  | 0 | 0 | 0 |  |  |  |  | 0 | 0 | 0 |  |  |  |  | 0 | 0 | 0 |  |  |  |  | 0 | 0 | 0 |  |  |  |  | 0 | 0 | 0 |  |  |  |  | 0 | 0 | 0 |  |  |  |  | 0 | 0 | 0 |  |  |  |  | 0 | 0 | 0 |  |  |  |  | 0 | 0 | 0 |  |  |  |  | 0 | 0 | 0 |  |  |  |  | 0 | 0 | 0 |  |  |  |  | 0 | 0 | 0 |  |  |  |  | 0 | 0 | 0 |  |  |  |  | 0 | 0 | 0 |  |  |  |  | 0 | 0 | 0 |  |  |  |  | 0 | 0 | 0 |  |  |  |  | 0 | 0 | 0 |  |  |  |  | 0 | 0 | 0 |  |  |  |  | 0 | 0 | 0 |  |  |  |  | 0 | 0 | 0 |  |  |  |  | 0 | 0 | 0 |  |  |  |  | 0 | 0 | 0 |  |  |  |  | 0 | 0 | 0 |  |  |  |  | 0 | 0 | 0 |  |  |  |  | 0 | 0 | 0 |  |  |  |  | 0 | 0 | 0 |  |  |  |  | 0 | 0 | 0 |  |  |  |  | 0 | 0 | 0 |  |  |  |  | 0 | 0 | 0 |  |  |  |  | 0 | 0 | 0 |  |  |  |  | 0 | 0 | 0 |  |  |  |  | 0 | 0 | 0 |  |  |  |  | 0 | 0 | 0 |  |  |  |  | 0 | 0 | 0 |  |  |  |  | 0 | 0 | 0 |  |  |  |  | 0 | 0 | 0 |  |  |  |  | 0 | 0 | 0 |  |  |  |  | 0 | 0 | 0 |  |  |  |  | 0 | 0 | 0 |  |  |  |  | 0 | 0 | 0 |  |  |  |  | 0 | 0 | 0 |  |  |  |  | 0 | 0 | 0 |  |  |  |  | 0 | 0 | 0 |  |  |  |  | 0 | 0 | 0 |  |  |  |  | 0 | 0 | 0 |  |  |  |  | 0 | 0 | 0 |  |  |  |  | 0 | 0 | 0 |  |  |  |  | 0 | 0 | 0 |  |  |  |  | 0 | 0 | 0 |  |  |  |  | 0 | 0 | 0 |  |  |  |  | 0 | 0 | 0 |  |  |  |  | 0 | 0 | 0 |  |  |  |  | 0 | 0 | 0 |  |  |  |  | 0 | 0 | 0 |  |  |  |  | 0 | 0 | 0 |  |  |  |  | 0 | 0 | 0 |  |  |  |  | 0 | 0 | 0 |  |  |  |  | 0 | 0 | 0 |  |  |  |  | 0 | 0 | 0 |  |  |  |  | 0 | 0 | 0 |  |  |  |  | 0 | 0 | 0 |  |  |  |  | 0 | 0 | 0 |  |  |  |  | 0 | 0 | 0 |  |  |  |  | 0 | 0 | 0 |  |  |  |  | 0 | 0 | 0 |  |  |  |  | 0 | 0 | 0 |  |  |  |  | 0 | 0 | 0 |  |  |  |  | 0 | 0 | 0 |  |  |  |  | 0 | 0 | 0 |  |  |  |  | 0 | 0 | 0 |  |  |  |  | 0 | 0 | 0 |  |  |  |  | 0 | 0 | 0 |  |  |  |  | 0 | 0 | 0 |  |  |  |  | 0 | 0 | 0 |  |  |  |  | 0 | 0 | 0 |  |  |  |  | 0 | 0 | 0 |  |  |  |  | 0 | 0 | 0 |  |  |  |  | 0 | 0 | 0 |  |  |  |  | 0 | 0 | 0 |  |  |  |  | 0 | 0 | 0 |  |  |  |  | 0 | 0 | 0 |  |  |  |  | 0 | 0 | 0 |  |  |  |  | 0 | 0 | 0 |  |  |  |  | 0 | 0 | 0 |  |  |  |  | 0 | 0 | 0 |  |  |  |  | 0 | 0 | 0 |  |  |  |  | 0 | 0 | 0 |  |  |  |  | 0 | 0 | 0 |  |  |  |  | 0 | 0 | 0 |  |  |  |  | 0 | 0 | 0 |  |  |  |  | 0 | 0 | 0 |  |  |  |  | 0 | 0 | 0 |  |  |  |  | 0 | 0 | 0 |  |  |  |  | 0 | 0 | 0 |  |  |  |  | 0 | 0 | 0 |  |  |  |  | 0 | 0 | 0 |  |  |  |  | 0 | 0 | 0 |  |  |  |  | 0 | 0 | 0 |  |  |  |  | 0 | 0 | 0 |  |  |  |  | 0 | 0 | 0 |  |  |  |  | 0 | 0 | 0 |  |  |  |  | 0 | 0 | 0 |  |  |  |  | 0 | 0 | 0 |  |  |  |  | 0 | 0 | 0 |  |  |  |  | 0 | 0 | 0 |  |  |  |  | 0 | 0 | 0 |  |  |  |  | 0 | 0 | 0 |  |  |  |  | 0 | 0 | 0 |  |  |  |  | 0 | 0 | 0 |  |  |  |  | 0 | 0 | 0 |  |  |  |  | 0 | 0 | 0 |  |  |  |  | 0 | 0 | 0 |  |  |  |  | 0 | 0 | 0 |  |  |  |  | 0 | 0 | 0 |  |  |  |  | 0 | 0 | 0 |  |  |  |  | 0 | 0 | 0 |  |  |  |  | 0 | 0 | 0 |  |  |  |  | 0 | 0 | 0 |  |  |  |  | 0 | 0 | 0 |  |  |  |  | 0 | 0 | 0 |  |  |  |  | 0 | 0 | 0 |  |  |  |  | 0 | 0 | 0 |  |  |  |  | 0 | 0 | 0 |  |  |  |  | 0 | 0 | 0 |  |  |  |  | 0 | 0 | 0 |  |  |  |  | 0 | 0 | 0
|  |  | 0 | 0 | 0 |  |  |  |  | 0 | 0 | 0 |  |  |  |  | 0 | 0 | 0 |  |  |  |  | 0 | 0 | 0 |  |  |  |  | 0 | 0 | 0 |  |  |  |  | 0 | 0 | 0 |  |  |  |  | 0 | 0 | 0 |  |  |  |  | 0 | 0 | 0 |  |  |  |  | 0 | 0 | 0 |  |  |  |  | 0 | 0 | 0 |  |  |  |  | 0 | 0 | 0 |  |  |  |  | 0 | 0 | 0 |  |  |  |  | 0 | 0 | 0 |  |  |  |  | 0 | 0 | 0 |  |  |  |  | 0 | 0 | 0 |  |  |  |  | 0 | 0 | 0 |  |  |  |  | 0 | 0 | 0 |  |  |  |  | 0 | 0 | 0 |  |  |  |  | 0 | 0 | 0 |  |  |  |  | 0 | 0 | 0 |  |  |  |  | 0 | 0 | 0 |  |  |  |  | 0 | 0 | 0 |  |  |  |  | 0 | 0 | 0 |  |  |  |  | 0 | 0 | 0 |  |  |  |  | 0 | 0 | 0 |  |  |  |  | 0 | 0 | 0 |  |  |  |  | 0 | 0 | 0 |  |  |  |  | 0 | 0 | 0 |  |  |  |  | 0 | 0 | 0 |  |  |  |  | 0 | 0 | 0 |  |  |  |  | 0 | 0 | 0 |  |  |  |  | 0 | 0 | 0 |  |  |  |  | 0 | 0 | 0 |  |  |  |  | 0 | 0 | 0 |  |  |  |  | 0 | 0 | 0 |  |  |  |  | 0 | 0 | 0 |  |  |  |  | 0 | 0 | 0 |  |  |  |  | 0 | 0 | 0 |  |  |  |  | 0 | 0 | 0 |  |  |  |  | 0 | 0 | 0 |  |  |  |  | 0 | 0 | 0 |  |  |  |  | 0 | 0 | 0 |  |  |  |  | 0 | 0 | 0 |  |  |  |  | 0 | 0 | 0 |  |  |  |  | 0 | 0 | 0 |  |  |  |  | 0 | 0 | 0 |  |  |  |  | 0 | 0 | 0 |  |  |  |  | 0 | 0 | 0 |  |  |  |  | 0 | 0 | 0 |  |  |  |  | 0 | 0 | 0 |  |  |  |  | 0 | 0 | 0 |  |  |  |  | 0 | 0 | 0 |  |  |  |  | 0 | 0 | 0 |  |  |  |  | 0 | 0 | 0 |  |  |  |  | 0 | 0 | 0 |  |  |  |  | 0 | 0 | 0 |  |  |  |  | 0 | 0 | 0 |  |  |  |  | 0 | 0 | 0 |  |  |  |  | 0 | 0 | 0 |  |  |  |  | 0 | 0 | 0 |  |  |  |  | 0 | 0 | 0 |  |  |  |  | 0 | 0 | 0 |  |  |  |  | 0 | 0 | 0 |  |  |  |  | 0 | 0 | 0 |  |  |  |  | 0 | 0 | 0 |  |  |  |  | 0 | 0 | 0 |  |  |  |  | 0 | 0 | 0 |  |  |  |  | 0 | 0 | 0 |  |  |  |  | 0 | 0 | 0 |  |  |  |  | 0 | 0 | 0 |  |  |  |  | 0 | 0 | 0 |  |  |  |  | 0 | 0 | 0 |  |  |  |  | 0 | 0 | 0 |  |  |  |  | 0 | 0 | 0 |  |  |  |  | 0 | 0 | 0 |  |  |  |  | 0 | 0 | 0 |  |  |  |  | 0 | 0 | 0 |  |  |  |  | 0 | 0 | 0 |  |  |  |  | 0 | 0 | 0 |  |  |  |  | 0 | 0 | 0 |  |  |  |  | 0 | 0 | 0 |  |  |  |  | 0 | 0 | 0 |  |  |  |  | 0 | 0 | 0 |  |  |  |  | 0 | 0 | 0 |  |  |  |  | 0 | 0 | 0 |  |  |  |  | 0 | 0 | 0 |  |  |  |  | 0 | 0 | 0 |  |  |  |  | 0 | 0 | 0 |  |  |  |  | 0 | 0 | 0 |  |  |  |  | 0 | 0 | 0 |  |  |  |  | 0 | 0 | 0 |  |  |  |  | 0 | 0 | 0 |  |  |  |  | 0 | 0 | 0 |  |  |  |  | 0 | 0 | 0 |  |  |  |  | 0 | 0 | 0 |  |  |  |  | 0 | 0 | 0 |  |  |  |  | 0 | 0 | 0 |  |  |  |  | 0 | 0 | 0 |  |  |  |  | 0 | 0 | 0 |  |  |  |  | 0 | 0 | 0 |  |  |  |  | 0 | 0 | 0 |  |  |  |  | 0 | 0 | 0 |  |  |  |  | 0 | 0 | 0 |  |  |  |  | 0 | 0 | 0 |  |  |  |  | 0 | 0 | 0 |  |  |  |  | 0 | 0 | 0 |  |  |  |  | 0 | 0 | 0 |  |  |  |  | 0 | 0 | 0 |  |  |  |  | 0 | 0 | 0 |  |  |  |  | 0 | 0 | 0 |  |  |  |  | 0 | 0 | 0 |  |  |  |  | 0 | 0 | 0 |  |  |  |  | 0 | 0 | 0 |  |  |  |  | 0 | 0 | 0 |  |  |  |  | 0 | 0 | 0 |  |  |  |  | 0 | 0 | 0 |  |  |  |  | 0 | 0 | 0 |  |  |  |  | 0 | 0 | 0 |  |  |  |  | 0 | 0 | 0 |  |  |  |  | 0 | 0 | 0 |  |  |  |  | 0 | 0 | 0 |  |  |  |  | 0 | 0 | 0 |  |  |  |  | 0 | 0 | 0 |  |  |  |  | 0 | 0 | 0 |  |  |  |  | 0 | 0 | 0 |  |  |  |  | 0 | 0 | 0 |  |  |  |  | 0 | 0 | 0 |  |  |  |  | 0 | 0 | 0 |  |  |  |  | 0 | 0 | 0 |  |  |  |  | 0 | 0 | 0 |  |  |  |  | 0 | 0 | 0 |  |  |  |  | 0 | 0 | 0 |  |  |  |  | 0 | 0 | 0 |  |  |  |  | 0 | 0 | 0 |  |  |  |  | 0 | 0 | 0 |  |  |  |  | 0 | 0 | 0 |  |  |  |  | 0 | 0 | 0 |  |  |  |  | 0 | 0 | 0 |  |  |  |  | 0 | 0 | 0 |  |  |  |  | 0 | 0 | 0 |  |  |  |  | 0 | 0 | 0 |  |  |  |  | 0 | 0 | 0 |  |  |  |  | 0 | 0 | 0 |  |  |  |  | 0 | 0 | 0 |  |  |  |  | 0 | 0 | 0 |  |  |  |  | 0 | 0 | 0 |  |  |  |  | 0 | 0 | 0 |  |  |  |  | 0 | 0 | 0 |  |  |  |  | 0 | 0 | 0 |  |  |  |  | 0 | 0 | 0 |  |  |  |  | 0 | 0 | 0 |  |  |  |  | 0 | 0 | 0 |  |  |  |  | 0 | 0 | 0 |  |  |  |  | 0 | 0 | 0 |  |  |  |  | 0 | 0 | 0 |  |  |  |  | 0 | 0 | 0 |  |  |  |  | 0 | 0 | 0 |  |  |  |  | 0 | 0 | 0 |  |  |  |  | 0 | 0 | 0 |  |  |  |  | 0 | 0 | 0 |  |  |  |  | 0 | 0 | 0 |  |  |  |  | 0 | 0 | 0 |  |  |  |  | 0 | 0 | 0 |  |  |  |  | 0 | 0 | 0 |  |  |  |  | 0 | 0 | 0 |  |  |  |  | 0 | 0 | 0 |  |  |  |  | 0 | 0 | 0 |  |  |  |  | 0 | 0 | 0 |  |  |  |  | 0 | 0 | 0 |  |  |  |  | 0 | 0 | 0 |  |  |  |  | 0 | 0 | 0 |  |  |  |  | 0 | 0 | 0 |  |  |  |  | 0 | 0 | 0 |  |  |  |  | 0 | 0 | 0 |  |  |  |  | 0 | 0 | 0 |  |  |  |  | 0 | 0 | 0 |  |  |  |  | 0 | 0 | 0 |  |  |  |  | 0 | 0 | 0 |  |  |  |  | 0 | 0 | 0 |  |  |  |  | 0 | 0 | 0 |  |  |  |  | 0 | 0 | 0 |  |  |  |  | 0 | 0 | 0 |  |  |  |  | 0 | 0 | 0 |  |  |  |  | 0 | 0 | 0 |  |  |  |  | 0 | 0 | 0 |  |  |  |  | 0 | 0 | 0 |  |  |  |  | 0 | 0 | 0 |  |  |  |  | 0 | 0 | 0 |  |  |  |  | 0 | 0 | 0 |  |  |  |  | 0 | 0 | 0 |  |  |  |  | 0 | 0 | 0 |  |  |  |  | 0 | 0 | 0 |  |  |  |  | 0 | 0 | 0 |  |  |  |  | 0 | 0 | 0 |  |  |  |  | 0 | 0 | 0 |  |  |  |  | 0 | 0 | 0 |  |  |  |  | 0 | 0 | 0 |  |  |  |  | 0 | 0 | 0 |  |  |  |  | 0 | 0 | 0 |  |  |  |  | 0 | 0 | 0 |  |  |  |  | 0 | 0 | 0 |  |  |  |  | 0 | 0 | 0 |  |  |  |  | 0 | 0 | 0 |  |  |  |  | 0 | 0 | 0 |  |  |  |  | 0 | 0 | 0 |  |  |  |  | 0 | 0 | 0 |  |  |  |  | 0 | 0 | 0 |  |  |  |  | 0 | 0 | 0 |  |  |  |  | 0 | 0 | 0 |  |  |  |  | 0 | 0 | 0 |  |  |  |  | 0 | 0 | 0 |  |  |  |  | 0 | 0 | 0 |  |  |  |  | 0 | 0 | 0 |  |  |  |  | 0 | 0 | 0 |  |  |  |  | 0 | 0 | 0 |  |  |  |  | 0 | 0 | 0 |  |  |  |  | 0 | 0 | 0 |  |  |  |  | 0 | 0 | 0 |  |  |  |  | 0 | 0 | 0 |  |  |  |  | 0 | 0 | 0 |  |  |  |  | 0 | 0 | 0 |  |  |  |  | 0 | 0 | 0 |  |  |  |  | 0 | 0 | 0 |  |  |  |  | 0 | 0 | 0 |  |  |  |  | 0 | 0 | 0 |  |  |  |  | 0 | 0 | 0 |  |  |  |  | 0 | 0 | 0 |  |  |  |  | 0 | 0 | 0 |  |  |  |  | 0 | 0 | 0 |  |  |  |  | 0 | 0 | 0 |  |  |  |  | 0 | 0 | 0 |  |  |  |  | 0 | 0 | 0 |  |  |  |  | 0 | 0 | 0 |  |  |  |  | 0 | 0 | 0 |  |  |  |  | 0 | 0 | 0 |  |  |  |  | 0 | 0 | 0 |  |  |  |  | 0 | 0 | 0 |  |  |  |  | 0 | 0 | 0 |  |  |  |  | 0 | 0 | 0 |  |  |  |  | 0 | 0 | 0 |  |  |  |  | 0 | 0 | 0 |  |  |  |  | 0 | 0 | 0 |  |  |  |  | 0 | 0 | 0 |  |  |  |  | 0 | 0 | 0 |  |  |  |  | 0 | 0 | 0 |  |  |  |  | 0 | 0 | 0 |  |  |  |  | 0 | 0 | 0 |  |  |  |  | 0 | 0 | 0 |  |  |  |  | 0 | 0 | 0 |  |  |  |  | 0 | 0 | 0 |  |  |  |  | 0 | 0 | 0 |  |  |  |  | 0 | 0 | 0 |  |  |  |  | 0 | 0 | 0 |  |  |  |  | 0 | 0 | 0 |  |  |  |  | 0 | 0 | 0 |  |  |  |  | 0 | 0 | 0 |  |  |  |  | 0 | 0 | 0 |  |  |  |  | 0 | 0 | 0 |  |  |  |  | 0 | 0 | 0 |  |  |  |  | 0 | 0 | 0 |  |  |  |  | 0 | 0 | 0 |  |  |  |  | 0 | 0 | 0 |  |  |  |  | 0 | 0 | 0 |  |  |  |  | 0 | 0 | 0 |  |  |  |  | 0 | 0 | 0 |  |  |  |  | 0 | 0 | 0 |  |  |  |  | 0 | 0 | 0 |  |  |  |  | 0 | 0 | 0 |  |  |  |  | 0 | 0 | 0 |  |  |  |  | 0 | 0 | 0 |  |  |  |  | 0 | 0 | 0 |  |  |  |  | 0 | 0 | 0 |  |  |  |  | 0 | 0 | 0 |  |  |  |  | 0 | 0 | 0 |  |  |  |  | 0 | 0 | 0 |  |  |  |  | 0 | 0 | 0 |  |  |  |  | 0 | 0 | 0 |  |  |  |  | 0 | 0 | 0 |  |  |  |  | 0 | 0 | 0 |  |  |  |  | 0 | 0 | 0 |  |  |  |  | 0 | 0 | 0 |  |  |  |  | 0 | 0 | 0 |  |  |  |  | 0 | 0 | 0 |  |  |  |  | 0 | 0 | 0 |  |  |  |  | 0 | 0 | 0 |  |  |  |  | 0 | 0 | 0 |  |  |  |  | 0 | 0 | 0 |  |  |  |  | 0 | 0 | 0 |  |  |  |  | 0 | 0 | 0
|  |  | 0 | 0 | 0 |  |  |  |  | 0 | 0 | 0 |  |  |  |  | 0 | 0 | 0 |  |  |  |  | 0 | 0 | 0 |  |  |  |  | 0 | 0 | 0 |  |  |  |  | 0 | 0 | 0 |  |  |  |  | 0 | 0 | 0 |  |  |  |  | 0 | 0 | 0 |  |  |  |  | 0 | 0 | 0 |  |  |  |  | 0 | 0 | 0 |  |  |  |  | 0 | 0 | 0 |  |  |  |  | 0 | 0 | 0 |  |  |  |  | 0 | 0 | 0 |  |  |  |  | 0 | 0 | 0 |  |  |  |  | 0 | 0 | 0 |  |  |  |  | 0 | 0 | 0 |  |  |  |  | 0 | 0 | 0 |  |  |  |  | 0 | 0 | 0 |  |  |  |  | 0 | 0 | 0 |  |  |  |  | 0 | 0 | 0 |  |  |  |  | 0 | 0 | 0 |  |  |  |  | 0 | 0 | 0 |  |  |  |  | 0 | 0 | 0 |  |  |  |  | 0 | 0 | 0 |  |  |  |  | 0 | 0 | 0 |  |  |  |  | 0 | 0 | 0 |  |  |  |  | 0 | 0 | 0 |  |  |  |  | 0 | 0 | 0 |  |  |  |  | 0 | 0 | 0 |  |  |  |  | 0 | 0 | 0 |  |  |  |  | 0 | 0 | 0 |  |  |  |  | 0 | 0 | 0 |  |  |  |  | 0 | 0 | 0 |  |  |  |  | 0 | 0 | 0 |  |  |  |  | 0 | 0 | 0 |  |  |  |  | 0 | 0 | 0 |  |  |  |  | 0 | 0 | 0 |  |  |  |  | 0 | 0 | 0 |  |  |  |  | 0 | 0 | 0 |  |  |  |  | 0 | 0 | 0 |  |  |  |  | 0 | 0 | 0 |  |  |  |  | 0 | 0 | 0 |  |  |  |  | 0 | 0 | 0 |  |  |  |  | 0 | 0 | 0 |  |  |  |  | 0 | 0 | 0 |  |  |  |  | 0 | 0 | 0 |  |  |  |  | 0 | 0 | 0 |  |  |  |  | 0 | 0 | 0 |  |  |  |  | 0 | 0 | 0 |  |  |  |  | 0 | 0 | 0 |  |  |  |  | 0 | 0 | 0 |  |  |  |  | 0 | 0 | 0 |  |  |  |  | 0 | 0 | 0 |  |  |  |  | 0 | 0 | 0 |  |  |  |  | 0 | 0 | 0 |  |  |  |  | 0 | 0 | 0 |  |  |  |  | 0 | 0 | 0 |  |  |  |  | 0 | 0 | 0 |  |  |  |  | 0 | 0 | 0 |  |  |  |  | 0 | 0 | 0 |  |  |  |  | 0 | 0 | 0 |  |  |  |  | 0 | 0 | 0 |  |  |  |  | 0 | 0 | 0 |  |  |  |  | 0 | 0 | 0 |  |  |  |  | 0 | 0 | 0 |  |  |  |  | 0 | 0 | 0 |  |  |  |  | 0 | 0 | 0 |  |  |  |  | 0 | 0 | 0 |  |  |  |  | 0 | 0 | 0 |  |  |  |  | 0 | 0 | 0 |  |  |  |  | 0 | 0 | 0 |  |  |  |  | 0 | 0 | 0 |  |  |  |  | 0 | 0 | 0 |  |  |  |  | 0 | 0 | 0 |  |  |  |  | 0 | 0 | 0 |  |  |  |  | 0 | 0 | 0 |  |  |  |  | 0 | 0 | 0 |  |  |  |  | 0 | 0 | 0 |  |  |  |  | 0 | 0 | 0 |  |  |  |  | 0 | 0 | 0 |  |  |  |  | 0 | 0 | 0 |  |  |  |  | 0 | 0 | 0 |  |  |  |  | 0 | 0 | 0 |  |  |  |  | 0 | 0 | 0 |  |  |  |  | 0 | 0 | 0 |  |  |  |  | 0 | 0 | 0 |  |  |  |  | 0 | 0 | 0 |  |  |  |  | 0 | 0 | 0 |  |  |  |  | 0 | 0 | 0 |  |  |  |  | 0 | 0 | 0 |  |  |  |  | 0 | 0 | 0 |  |  |  |  | 0 | 0 | 0 |  |  |  |  | 0 | 0 | 0 |  |  |  |  | 0 | 0 | 0 |  |  |  |  | 0 | 0 | 0 |  |  |  |  | 0 | 0 | 0 |  |  |  |  | 0 | 0 | 0 |  |  |  |  | 0 | 0 | 0 |  |  |  |  | 0 | 0 | 0 |  |  |  |  | 0 | 0 | 0 |  |  |  |  | 0 | 0 | 0 |  |  |  |  | 0 | 0 | 0 |  |  |  |  | 0 | 0 | 0 |  |  |  |  | 0 | 0 | 0 |  |  |  |  | 0 | 0 | 0 |  |  |  |  | 0 | 0 | 0 |  |  |  |  | 0 | 0 | 0 |  |  |  |  | 0 | 0 | 0 |  |  |  |  | 0 | 0 | 0 |  |  |  |  | 0 | 0 | 0 |  |  |  |  | 0 | 0 | 0 |  |  |  |  | 0 | 0 | 0 |  |  |  |  | 0 | 0 | 0 |  |  |  |  | 0 | 0 | 0 |  |  |  |  | 0 | 0 | 0 |  |  |  |  | 0 | 0 | 0 |  |  |  |  | 0 | 0 | 0 |  |  |  |  | 0 | 0 | 0 |  |  |  |  | 0 | 0 | 0 |  |  |  |  | 0 | 0 | 0 |  |  |  |  | 0 | 0 | 0 |  |  |  |  | 0 | 0 | 0 |  |  |  |  | 0 | 0 | 0 |  |  |  |  | 0 | 0 | 0 |  |  |  |  | 0 | 0 | 0 |  |  |  |  | 0 | 0 | 0 |  |  |  |  | 0 | 0 | 0 |  |  |  |  | 0 | 0 | 0 |  |  |  |  | 0 | 0 | 0 |  |  |  |  | 0 | 0 | 0 |  |  |  |  | 0 | 0 | 0 |  |  |  |  | 0 | 0 | 0 |  |  |  |  | 0 | 0 | 0 |  |  |  |  | 0 | 0 | 0 |  |  |  |  | 0 | 0 | 0 |  |  |  |  | 0 | 0 | 0 |  |  |  |  | 0 | 0 | 0 |  |  |  |  | 0 | 0 | 0 |  |  |  |  | 0 | 0 | 0 |  |  |  |  | 0 | 0 | 0 |  |  |  |  | 0 | 0 | 0 |  |  |  |  | 0 | 0 | 0 |  |  |  |  | 0 | 0 | 0 |  |  |  |  | 0 | 0 | 0 |  |  |  |  | 0 | 0 | 0 |  |  |  |  | 0 | 0 | 0 |  |  |  |  | 0 | 0 | 0 |  |  |  |  | 0 | 0 | 0 |  |  |  |  | 0 | 0 | 0 |  |  |  |  | 0 | 0 | 0 |  |  |  |  | 0 | 0 | 0 |  |  |  |  | 0 | 0 | 0 |  |  |  |  | 0 | 0 | 0 |  |  |  |  | 0 | 0 | 0 |  |  |  |  | 0 | 0 | 0 |  |  |  |  | 0 | 0 | 0 |  |  |  |  | 0 | 0 | 0 |  |  |  |  | 0 | 0 | 0 |  |  |  |  | 0 | 0 | 0 |  |  |  |  | 0 | 0 | 0 |  |  |  |  | 0 | 0 | 0 |  |  |  |  | 0 | 0 | 0 |  |  |  |  | 0 | 0 | 0 |  |  |  |  | 0 | 0 | 0 |  |  |  |  | 0 | 0 | 0 |  |  |  |  | 0 | 0 | 0 |  |  |  |  | 0 | 0 | 0 |  |  |  |  | 0 | 0 | 0 |  |  |  |  | 0 | 0 | 0 |  |  |  |  | 0 | 0 | 0 |  |  |  |  | 0 | 0 | 0 |  |  |  |  | 0 | 0 | 0 |  |  |  |  | 0 | 0 | 0 |  |  |  |  | 0 | 0 | 0 |  |  |  |  | 0 | 0 | 0 |  |  |  |  | 0 | 0 | 0 |  |  |  |  | 0 | 0 | 0 |  |  |  |  | 0 | 0 | 0 |  |  |  |  | 0 | 0 | 0 |  |  |  |  | 0 | 0 | 0 |  |  |  |  | 0 | 0 | 0 |  |  |  |  | 0 | 0 | 0 |  |  |  |  | 0 | 0 | 0 |  |  |  |  | 0 | 0 | 0 |  |  |  |  | 0 | 0 | 0 |  |  |  |  | 0 | 0 | 0 |  |  |  |  | 0 | 0 | 0 |  |  |  |  | 0 | 0 | 0 |  |  |  |  | 0 | 0 | 0 |  |  |  |  | 0 | 0 | 0 |  |  |  |  | 0 | 0 | 0 |  |  |  |  | 0 | 0 | 0 |  |  |  |  | 0 | 0 | 0 |  |  |  |  | 0 | 0 | 0 |  |  |  |  | 0 | 0 | 0 |  |  |  |  | 0 | 0 | 0 |  |  |  |  | 0 | 0 | 0 |  |  |  |  | 0 | 0 | 0 |  |  |  |  | 0 | 0 | 0 |  |  |  |  | 0 | 0 | 0 |  |  |  |  | 0 | 0 | 0 |  |  |  |  | 0 | 0 | 0 |  |  |  |  | 0 | 0 | 0 |  |  |  |  | 0 | 0 | 0 |  |  |  |  | 0 | 0 | 0 |  |  |  |  | 0 | 0 | 0 |  |  |  |  | 0 | 0 | 0 |  |  |  |  | 0 | 0 | 0 |  |  |  |  | 0 | 0 | 0 |  |  |  |  | 0 | 0 | 0 |  |  |  |  | 0 | 0 | 0 |  |  |  |  | 0 | 0 | 0 |  |  |  |  | 0 | 0 | 0 |  |  |  |  | 0 | 0 | 0 |  |  |  |  | 0 | 0 | 0 |  |  |  |  | 0 | 0 | 0 |  |  |  |  | 0 | 0 | 0 |  |  |  |  | 0 | 0 | 0 |  |  |  |  | 0 | 0 | 0 |  |  |  |  | 0 | 0 | 0 |  |  |  |  | 0 | 0 | 0 |  |  |  |  | 0 | 0 | 0 |  |  |  |  | 0 | 0 | 0 |  |  |  |  | 0 | 0 | 0 |  |  |  |  | 0 | 0 | 0 |  |  |  |  | 0 | 0 | 0 |  |  |  |  | 0 | 0 | 0 |  |  |  |  | 0 | 0 | 0 |  |  |  |  | 0 | 0 | 0 |  |  |  |  | 0 | 0 | 0 |  |  |  |  | 0 | 0 | 0 |  |  |  |  | 0 | 0 | 0 |  |  |  |  | 0 | 0 | 0 |  |  |  |  | 0 | 0 | 0 |  |  |  |  | 0 | 0 | 0 |  |  |  |  | 0 | 0 | 0 |  |  |  |  | 0 | 0 | 0 |  |  |  |  | 0 | 0 | 0 |  |  |  |  | 0 | 0 | 0 |  |  |  |  | 0 | 0 | 0 |  |  |  |  | 0 | 0 | 0 |  |  |  |  | 0 | 0 | 0 |  |  |  |  | 0 | 0 | 0 |  |  |  |  | 0 | 0 | 0 |  |  |  |  | 0 | 0 | 0 |  |  |  |  | 0 | 0 | 0 |  |  |  |  | 0 | 0 | 0 |  |  |  |  | 0 | 0 | 0 |  |  |  |  | 0 | 0 | 0 |  |  |  |  | 0 | 0 | 0 |  |  |  |  | 0 | 0 | 0 |  |  |  |  | 0 | 0 | 0 |  |  |  |  | 0 | 0 | 0 |  |  |  |  | 0 | 0 | 0 |  |  |  |  | 0 | 0 | 0 |  |  |  |  | 0 | 0 | 0 |  |  |  |  | 0 | 0 | 0 |  |  |  |  | 0 | 0 | 0 |  |  |  |  | 0 | 0 | 0 |  |  |  |  | 0 | 0 | 0 |  |  |  |  | 0 | 0 | 0 |  |  |  |  | 0 | 0 | 0 |  |  |  |  | 0 | 0 | 0 |  |  |  |  | 0 | 0 | 0 |  |  |  |  | 0 | 0 | 0 |  |  |  |  | 0 | 0 | 0 |  |  |  |  | 0 | 0 | 0 |  |  |  |  | 0 | 0 | 0 |  |  |  |  | 0 | 0 | 0 |  |  |  |  | 0 | 0 | 0 |  |  |  |  | 0 | 0 | 0 |  |  |  |  | 0 | 0 | 0 |  |  |  |  | 0 | 0 | 0 |  |  |  |  | 0 | 0 | 0 |  |  |  |  | 0 | 0 | 0 |  |  |  |  | 0 | 0 | 0 |  |  |  |  | 0 | 0 | 0 |  |  |  |  | 0 | 0 | 0 |  |  |  |  | 0 | 0 | 0 |  |  |  |  | 0 | 0 | 0 |  |  |  |  | 0 | 0 | 0 |  |  |  |  | 0 | 0 | 0 |  |  |  |  | 0 | 0 | 0 |  |  |  |  | 0 | 0 | 0 |  |  |  |  | 0 | 0 | 0 |  |  |  |  | 0 | 0 | 0 |  |  |  |  | 0 | 0 | 0 |  |  |  |  | 0 | 0 | 0 |  |  |  |  | 0 | 0 | 0
|  |  | 0 | 0 | 0 |  |  |  |  | 0 | 0 | 0 |  |  |  |  | 0 | 0 | 0 |  |  |  |  | 0 | 0 | 0 |  |  |  |  | 0 | 0 | 0 |  |  |  |  | 0 | 0 | 0 |  |  |  |  | 0 | 0 | 0 |  |  |  |  | 0 | 0 | 0 |  |  |  |  | 0 | 0 | 0 |  |  |  |  | 0 | 0 | 0 |  |  |  |  | 0 | 0 | 0 |  |  |  |  | 0 | 0 | 0 |  |  |  |  | 0 | 0 | 0 |  |  |  |  | 0 | 0 | 0 |  |  |  |  | 0 | 0 | 0 |  |  |  |  | 0 | 0 | 0 |  |  |  |  | 0 | 0 | 0 |  |  |  |  | 0 | 0 | 0 |  |  |  |  | 0 | 0 | 0 |  |  |  |  | 0 | 0 | 0 |  |  |  |  | 0 | 0 | 0 |  |  |  |  | 0 | 0 | 0 |  |  |  |  | 0 | 0 | 0 |  |  |  |  | 0 | 0 | 0 |  |  |  |  | 0 | 0 | 0 |  |  |  |  | 0 | 0 | 0 |  |  |  |  | 0 | 0 | 0 |  |  |  |  | 0 | 0 | 0 |  |  |  |  | 0 | 0 | 0 |  |  |  |  | 0 | 0 | 0 |  |  |  |  | 0 | 0 | 0 |  |  |  |  | 0 | 0 | 0 |  |  |  |  | 0 | 0 | 0 |  |  |  |  | 0 | 0 | 0 |  |  |  |  | 0 | 0 | 0 |  |  |  |  | 0 | 0 | 0 |  |  |  |  | 0 | 0 | 0 |  |  |  |  | 0 | 0 | 0 |  |  |  |  | 0 | 0 | 0 |  |  |  |  | 0 | 0 | 0 |  |  |  |  | 0 | 0 | 0 |  |  |  |  | 0 | 0 | 0 |  |  |  |  | 0 | 0 | 0 |  |  |  |  | 0 | 0 | 0 |  |  |  |  | 0 | 0 | 0 |  |  |  |  | 0 | 0 | 0 |  |  |  |  | 0 | 0 | 0 |  |  |  |  | 0 | 0 | 0 |  |  |  |  | 0 | 0 | 0 |  |  |  |  | 0 | 0 | 0 |  |  |  |  | 0 | 0 | 0 |  |  |  |  | 0 | 0 | 0 |  |  |  |  | 0 | 0 | 0 |  |  |  |  | 0 | 0 | 0 |  |  |  |  | 0 | 0 | 0 |  |  |  |  | 0 | 0 | 0 |  |  |  |  | 0 | 0 | 0 |  |  |  |  | 0 | 0 | 0 |  |  |  |  | 0 | 0 | 0 |  |  |  |  | 0 | 0 | 0 |  |  |  |  | 0 | 0 | 0 |  |  |  |  | 0 | 0 | 0 |  |  |  |  | 0 | 0 | 0 |  |  |  |  | 0 | 0 | 0 |  |  |  |  | 0 | 0 | 0 |  |  |  |  | 0 | 0 | 0 |  |  |  |  | 0 | 0 | 0 |  |  |  |  | 0 | 0 | 0 |  |  |  |  | 0 | 0 | 0 |  |  |  |  | 0 | 0 | 0 |  |  |  |  | 0 | 0 | 0 |  |  |  |  | 0 | 0 | 0 |  |  |  |  | 0 | 0 | 0 |  |  |  |  | 0 | 0 | 0 |  |  |  |  | 0 | 0 | 0 |  |  |  |  | 0 | 0 | 0 |  |  |  |  | 0 | 0 | 0 |  |  |  |  | 0 | 0 | 0 |  |  |  |  | 0 | 0 | 0 |  |  |  |  | 0 | 0 | 0 |  |  |  |  | 0 | 0 | 0 |  |  |  |  | 0 | 0 | 0 |  |  |  |  | 0 | 0 | 0 |  |  |  |  | 0 | 0 | 0 |  |  |  |  | 0 | 0 | 0 |  |  |  |  | 0 | 0 | 0 |  |  |  |  | 0 | 0 | 0 |  |  |  |  | 0 | 0 | 0 |  |  |  |  | 0 | 0 | 0 |  |  |  |  | 0 | 0 | 0 |  |  |  |  | 0 | 0 | 0 |  |  |  |  | 0 | 0 | 0 |  |  |  |  | 0 | 0 | 0 |  |  |  |  | 0 | 0 | 0 |  |  |  |  | 0 | 0 | 0 |  |  |  |  | 0 | 0 | 0 |  |  |  |  | 0 | 0 | 0 |  |  |  |  | 0 | 0 | 0 |  |  |  |  | 0 | 0 | 0 |  |  |  |  | 0 | 0 | 0 |  |  |  |  | 0 | 0 | 0 |  |  |  |  | 0 | 0 | 0 |  |  |  |  | 0 | 0 | 0 |  |  |  |  | 0 | 0 | 0 |  |  |  |  | 0 | 0 | 0 |  |  |  |  | 0 | 0 | 0 |  |  |  |  | 0 | 0 | 0 |  |  |  |  | 0 | 0 | 0 |  |  |  |  | 0 | 0 | 0 |  |  |  |  | 0 | 0 | 0 |  |  |  |  | 0 | 0 | 0 |  |  |  |  | 0 | 0 | 0 |  |  |  |  | 0 | 0 | 0 |  |  |  |  | 0 | 0 | 0 |  |  |  |  | 0 | 0 | 0 |  |  |  |  | 0 | 0 | 0 |  |  |  |  | 0 | 0 | 0 |  |  |  |  | 0 | 0 | 0 |  |  |  |  | 0 | 0 | 0 |  |  |  |  | 0 | 0 | 0 |  |  |  |  | 0 | 0 | 0 |  |  |  |  | 0 | 0 | 0 |  |  |  |  | 0 | 0 | 0 |  |  |  |  | 0 | 0 | 0 |  |  |  |  | 0 | 0 | 0 |  |  |  |  | 0 | 0 | 0 |  |  |  |  | 0 | 0 | 0 |  |  |  |  | 0 | 0 | 0 |  |  |  |  | 0 | 0 | 0 |  |  |  |  | 0 | 0 | 0 |  |  |  |  | 0 | 0 | 0 |  |  |  |  | 0 | 0 | 0 |  |  |  |  | 0 | 0 | 0 |  |  |  |  | 0 | 0 | 0 |  |  |  |  | 0 | 0 | 0 |  |  |  |  | 0 | 0 | 0 |  |  |  |  | 0 | 0 | 0 |  |  |  |  | 0 | 0 | 0 |  |  |  |  | 0 | 0 | 0 |  |  |  |  | 0 | 0 | 0 |  |  |  |  | 0 | 0 | 0 |  |  |  |  | 0 | 0 | 0 |  |  |  |  | 0 | 0 | 0 |  |  |  |  | 0 | 0 | 0 |  |  |  |  | 0 | 0 | 0 |  |  |  |  | 0 | 0 | 0 |  |  |  |  | 0 | 0 | 0 |  |  |  |  | 0 | 0 | 0 |  |  |  |  | 0 | 0 | 0 |  |  |  |  | 0 | 0 | 0 |  |  |  |  | 0 | 0 | 0 |  |  |  |  | 0 | 0 | 0 |  |  |  |  | 0 | 0 | 0 |  |  |  |  | 0 | 0 | 0 |  |  |  |  | 0 | 0 | 0 |  |  |  |  | 0 | 0 | 0 |  |  |  |  | 0 | 0 | 0 |  |  |  |  | 0 | 0 | 0 |  |  |  |  | 0 | 0 | 0 |  |  |  |  | 0 | 0 | 0 |  |  |  |  | 0 | 0 | 0 |  |  |  |  | 0 | 0 | 0 |  |  |  |  | 0 | 0 | 0 |  |  |  |  | 0 | 0 | 0 |  |  |  |  | 0 | 0 | 0 |  |  |  |  | 0 | 0 | 0 |  |  |  |  | 0 | 0 | 0 |  |  |  |  | 0 | 0 | 0 |  |  |  |  | 0 | 0 | 0 |  |  |  |  | 0 | 0 | 0 |  |  |  |  | 0 | 0 | 0 |  |  |  |  | 0 | 0 | 0 |  |  |  |  | 0 | 0 | 0 |  |  |  |  | 0 | 0 | 0 |  |  |  |  | 0 | 0 | 0 |  |  |  |  | 0 | 0 | 0 |  |  |  |  | 0 | 0 | 0 |  |  |  |  | 0 | 0 | 0 |  |  |  |  | 0 | 0 | 0 |  |  |  |  | 0 | 0 | 0 |  |  |  |  | 0 | 0 | 0 |  |  |  |  | 0 | 0 | 0 |  |  |  |  | 0 | 0 | 0 |  |  |  |  | 0 | 0 | 0 |  |  |  |  | 0 | 0 | 0 |  |  |  |  | 0 | 0 | 0 |  |  |  |  | 0 | 0 | 0 |  |  |  |  | 0 | 0 | 0 |  |  |  |  | 0 | 0 | 0 |  |  |  |  | 0 | 0 | 0 |  |  |  |  | 0 | 0 | 0 |  |  |  |  | 0 | 0 | 0 |  |  |  |  | 0 | 0 | 0 |  |  |  |  | 0 | 0 | 0 |  |  |  |  | 0 | 0 | 0 |  |  |  |  | 0 | 0 | 0 |  |  |  |  | 0 | 0 | 0 |  |  |  |  | 0 | 0 | 0 |  |  |  |  | 0 | 0 | 0 |  |  |  |  | 0 | 0 | 0 |  |  |  |  | 0 | 0 | 0 |  |  |  |  | 0 | 0 | 0 |  |  |  |  | 0 | 0 | 0 |  |  |  |  | 0 | 0 | 0 |  |  |  |  | 0 | 0 | 0 |  |  |  |  | 0 | 0 | 0 |  |  |  |  | 0 | 0 | 0 |  |  |  |  | 0 | 0 | 0 |  |  |  |  | 0 | 0 | 0 |  |  |  |  | 0 | 0 | 0 |  |  |  |  | 0 | 0 | 0 |  |  |  |  | 0 | 0 | 0 |  |  |  |  | 0 | 0 | 0 |  |  |  |  | 0 | 0 | 0 |  |  |  |  | 0 | 0 | 0 |  |  |  |  | 0 | 0 | 0 |  |  |  |  | 0 | 0 | 0 |  |  |  |  | 0 | 0 | 0 |  |  |  |  | 0 | 0 | 0 |  |  |  |  | 0 | 0 | 0 |  |  |  |  | 0 | 0 | 0 |  |  |  |  | 0 | 0 | 0 |  |  |  |  | 0 | 0 | 0 |  |  |  |  | 0 | 0 | 0 |  |  |  |  | 0 | 0 | 0 |  |  |  |  | 0 | 0 | 0 |  |  |  |  | 0 | 0 | 0 |  |  |  |  | 0 | 0 | 0 |  |  |  |  | 0 | 0 | 0 |  |  |  |  | 0 | 0 | 0 |  |  |  |  | 0 | 0 | 0 |  |  |  |  | 0 | 0 | 0 |  |  |  |  | 0 | 0 | 0 |  |  |  |  | 0 | 0 | 0 |  |  |  |  | 0 | 0 | 0 |  |  |  |  | 0 | 0 | 0 |  |  |  |  | 0 | 0 | 0 |  |  |  |  | 0 | 0 | 0 |  |  |  |  | 0 | 0 | 0 |  |  |  |  | 0 | 0 | 0 |  |  |  |  | 0 | 0 | 0 |  |  |  |  | 0 | 0 | 0 |  |  |  |  | 0 | 0 | 0 |  |  |  |  | 0 | 0 | 0 |  |  |  |  | 0 | 0 | 0 |  |  |  |  | 0 | 0 | 0 |  |  |  |  | 0 | 0 | 0 |  |  |  |  | 0 | 0 | 0 |  |  |  |  | 0 | 0 | 0 |  |  |  |  | 0 | 0 | 0 |  |  |  |  | 0 | 0 | 0 |  |  |  |  | 0 | 0 | 0 |  |  |  |  | 0 | 0 | 0 |  |  |  |  | 0 | 0 | 0 |  |  |  |  | 0 | 0 | 0 |  |  |  |  | 0 | 0 | 0 |  |  |  |  | 0 | 0 | 0 |  |  |  |  | 0 | 0 | 0 |  |  |  |  | 0 | 0 | 0 |  |  |  |  | 0 | 0 | 0 |  |  |  |  | 0 | 0 | 0 |  |  |  |  | 0 | 0 | 0 |  |  |  |  | 0 | 0 | 0 |  |  |  |  | 0 | 0 | 0 |  |  |  |  | 0 | 0 | 0 |  |  |  |  | 0 | 0 | 0 |  |  |  |  | 0 | 0 | 0 |  |  |  |  | 0 | 0 | 0 |  |  |  |  | 0 | 0 | 0 |  |  |  |  | 0 | 0 | 0 |  |  |  |  | 0 | 0 | 0 |  |  |  |  | 0 | 0 | 0 |  |  |  |  | 0 | 0 | 0 |  |  |  |  | 0 | 0 | 0 |  |  |  |  | 0 | 0 | 0 |  |  |  |  | 0 | 0 | 0 |  |  |  |  | 0 | 0 | 0 |  |  |  |  | 0 | 0 | 0 |  |  |  |  | 0 | 0 | 0 |  |  |  |  | 0 | 0 | 0 |  |  |  |  | 0 | 0 | 0 |  |  |  |  | 0 | 0 | 0 |  |  |  |  | 0 | 0 | 0 |  |  |  |  | 0 | 0 | 0 |  |  |  |  | 0 | 0 | 0 |  |  |  |  | 0 | 0 | 0 |  |  |  |  | 0 | 0 | 0 |  |  |  |  | 0 | 0 | 0 |  |  |  |  | 0 | 0 | 0
|  |  | 0 | 0 | 0 |  |  |  |  | 0 | 0 | 0 |  |  |  |  | 0 | 0 | 0 |  |  |  |  | 0 | 0 | 0 |  |  |  |  | 0 | 0 | 0 |  |  |  |  | 0 | 0 | 0 |  |  |  |  | 0 | 0 | 0 |  |  |  |  | 0 | 0 | 0 |  |  |  |  | 0 | 0 | 0 |  |  |  |  | 0 | 0 | 0 |  |  |  |  | 0 | 0 | 0 |  |  |  |  | 0 | 0 | 0 |  |  |  |  | 0 | 0 | 0 |  |  |  |  | 0 | 0 | 0 |  |  |  |  | 0 | 0 | 0 |  |  |  |  | 0 | 0 | 0 |  |  |  |  | 0 | 0 | 0 |  |  |  |  | 0 | 0 | 0 |  |  |  |  | 0 | 0 | 0 |  |  |  |  | 0 | 0 | 0 |  |  |  |  | 0 | 0 | 0 |  |  |  |  | 0 | 0 | 0 |  |  |  |  | 0 | 0 | 0 |  |  |  |  | 0 | 0 | 0 |  |  |  |  | 0 | 0 | 0 |  |  |  |  | 0 | 0 | 0 |  |  |  |  | 0 | 0 | 0 |  |  |  |  | 0 | 0 | 0 |  |  |  |  | 0 | 0 | 0 |  |  |  |  | 0 | 0 | 0 |  |  |  |  | 0 | 0 | 0 |  |  |  |  | 0 | 0 | 0 |  |  |  |  | 0 | 0 | 0 |  |  |  |  | 0 | 0 | 0 |  |  |  |  | 0 | 0 | 0 |  |  |  |  | 0 | 0 | 0 |  |  |  |  | 0 | 0 | 0 |  |  |  |  | 0 | 0 | 0 |  |  |  |  | 0 | 0 | 0 |  |  |  |  | 0 | 0 | 0 |  |  |  |  | 0 | 0 | 0 |  |  |  |  | 0 | 0 | 0 |  |  |  |  | 0 | 0 | 0 |  |  |  |  | 0 | 0 | 0 |  |  |  |  | 0 | 0 | 0 |  |  |  |  | 0 | 0 | 0 |  |  |  |  | 0 | 0 | 0 |  |  |  |  | 0 | 0 | 0 |  |  |  |  | 0 | 0 | 0 |  |  |  |  | 0 | 0 | 0 |  |  |  |  | 0 | 0 | 0 |  |  |  |  | 0 | 0 | 0 |  |  |  |  | 0 | 0 | 0 |  |  |  |  | 0 | 0 | 0 |  |  |  |  | 0 | 0 | 0 |  |  |  |  | 0 | 0 | 0 |  |  |  |  | 0 | 0 | 0 |  |  |  |  | 0 | 0 | 0 |  |  |  |  | 0 | 0 | 0 |  |  |  |  | 0 | 0 | 0 |  |  |  |  | 0 | 0 | 0 |  |  |  |  | 0 | 0 | 0 |  |  |  |  | 0 | 0 | 0 |  |  |  |  | 0 | 0 | 0 |  |  |  |  | 0 | 0 | 0 |  |  |  |  | 0 | 0 | 0 |  |  |  |  | 0 | 0 | 0 |  |  |  |  | 0 | 0 | 0 |  |  |  |  | 0 | 0 | 0 |  |  |  |  | 0 | 0 | 0 |  |  |  |  | 0 | 0 | 0 |  |  |  |  | 0 | 0 | 0 |  |  |  |  | 0 | 0 | 0 |  |  |  |  | 0 | 0 | 0 |  |  |  |  | 0 | 0 | 0 |  |  |  |  | 0 | 0 | 0 |  |  |  |  | 0 | 0 | 0 |  |  |  |  | 0 | 0 | 0 |  |  |  |  | 0 | 0 | 0 |  |  |  |  | 0 | 0 | 0 |  |  |  |  | 0 | 0 | 0 |  |  |  |  | 0 | 0 | 0 |  |  |  |  | 0 | 0 | 0 |  |  |  |  | 0 | 0 | 0 |  |  |  |  | 0 | 0 | 0 |  |  |  |  | 0 | 0 | 0 |  |  |  |  | 0 | 0 | 0 |  |  |  |  | 0 | 0 | 0 |  |  |  |  | 0 | 0 | 0 |  |  |  |  | 0 | 0 | 0 |  |  |  |  | 0 | 0 | 0 |  |  |  |  | 0 | 0 | 0 |  |  |  |  | 0 | 0 | 0 |  |  |  |  | 0 | 0 | 0 |  |  |  |  | 0 | 0 | 0 |  |  |  |  | 0 | 0 | 0 |  |  |  |  | 0 | 0 | 0 |  |  |  |  | 0 | 0 | 0 |  |  |  |  | 0 | 0 | 0 |  |  |  |  | 0 | 0 | 0 |  |  |  |  | 0 | 0 | 0 |  |  |  |  | 0 | 0 | 0 |  |  |  |  | 0 | 0 | 0 |  |  |  |  | 0 | 0 | 0 |  |  |  |  | 0 | 0 | 0 |  |  |  |  | 0 | 0 | 0 |  |  |  |  | 0 | 0 | 0 |  |  |  |  | 0 | 0 | 0 |  |  |  |  | 0 | 0 | 0 |  |  |  |  | 0 | 0 | 0 |  |  |  |  | 0 | 0 | 0 |  |  |  |  | 0 | 0 | 0 |  |  |  |  | 0 | 0 | 0 |  |  |  |  | 0 | 0 | 0 |  |  |  |  | 0 | 0 | 0 |  |  |  |  | 0 | 0 | 0 |  |  |  |  | 0 | 0 | 0 |  |  |  |  | 0 | 0 | 0 |  |  |  |  | 0 | 0 | 0 |  |  |  |  | 0 | 0 | 0 |  |  |  |  | 0 | 0 | 0 |  |  |  |  | 0 | 0 | 0 |  |  |  |  | 0 | 0 | 0 |  |  |  |  | 0 | 0 | 0 |  |  |  |  | 0 | 0 | 0 |  |  |  |  | 0 | 0 | 0 |  |  |  |  | 0 | 0 | 0 |  |  |  |  | 0 | 0 | 0 |  |  |  |  | 0 | 0 | 0 |  |  |  |  | 0 | 0 | 0 |  |  |  |  | 0 | 0 | 0 |  |  |  |  | 0 | 0 | 0 |  |  |  |  | 0 | 0 | 0 |  |  |  |  | 0 | 0 | 0 |  |  |  |  | 0 | 0 | 0 |  |  |  |  | 0 | 0 | 0 |  |  |  |  | 0 | 0 | 0 |  |  |  |  | 0 | 0 | 0 |  |  |  |  | 0 | 0 | 0 |  |  |  |  | 0 | 0 | 0 |  |  |  |  | 0 | 0 | 0 |  |  |  |  | 0 | 0 | 0 |  |  |  |  | 0 | 0 | 0 |  |  |  |  | 0 | 0 | 0 |  |  |  |  | 0 | 0 | 0 |  |  |  |  | 0 | 0 | 0 |  |  |  |  | 0 | 0 | 0 |  |  |  |  | 0 | 0 | 0 |  |  |  |  | 0 | 0 | 0 |  |  |  |  | 0 | 0 | 0 |  |  |  |  | 0 | 0 | 0 |  |  |  |  | 0 | 0 | 0 |  |  |  |  | 0 | 0 | 0 |  |  |  |  | 0 | 0 | 0 |  |  |  |  | 0 | 0 | 0 |  |  |  |  | 0 | 0 | 0 |  |  |  |  | 0 | 0 | 0 |  |  |  |  | 0 | 0 | 0 |  |  |  |  | 0 | 0 | 0 |  |  |  |  | 0 | 0 | 0 |  |  |  |  | 0 | 0 | 0 |  |  |  |  | 0 | 0 | 0 |  |  |  |  | 0 | 0 | 0 |  |  |  |  | 0 | 0 | 0 |  |  |  |  | 0 | 0 | 0 |  |  |  |  | 0 | 0 | 0 |  |  |  |  | 0 | 0 | 0 |  |  |  |  | 0 | 0 | 0 |  |  |  |  | 0 | 0 | 0 |  |  |  |  | 0 | 0 | 0 |  |  |  |  | 0 | 0 | 0 |  |  |  |  | 0 | 0 | 0 |  |  |  |  | 0 | 0 | 0 |  |  |  |  | 0 | 0 | 0 |  |  |  |  | 0 | 0 | 0 |  |  |  |  | 0 | 0 | 0 |  |  |  |  | 0 | 0 | 0 |  |  |  |  | 0 | 0 | 0 |  |  |  |  | 0 | 0 | 0 |  |  |  |  | 0 | 0 | 0 |  |  |  |  | 0 | 0 | 0 |  |  |  |  | 0 | 0 | 0 |  |  |  |  | 0 | 0 | 0 |  |  |  |  | 0 | 0 | 0 |  |  |  |  | 0 | 0 | 0 |  |  |  |  | 0 | 0 | 0 |  |  |  |  | 0 | 0 | 0 |  |  |  |  | 0 | 0 | 0 |  |  |  |  | 0 | 0 | 0 |  |  |  |  | 0 | 0 | 0 |  |  |  |  | 0 | 0 | 0 |  |  |  |  | 0 | 0 | 0 |  |  |  |  | 0 | 0 | 0 |  |  |  |  | 0 | 0 | 0 |  |  |  |  | 0 | 0 | 0 |  |  |  |  | 0 | 0 | 0 |  |  |  |  | 0 | 0 | 0 |  |  |  |  | 0 | 0 | 0 |  |  |  |  | 0 | 0 | 0 |  |  |  |  | 0 | 0 | 0 |  |  |  |  | 0 | 0 | 0 |  |  |  |  | 0 | 0 | 0 |  |  |  |  | 0 | 0 | 0 |  |  |  |  | 0 | 0 | 0 |  |  |  |  | 0 | 0 | 0 |  |  |  |  | 0 | 0 | 0 |  |  |  |  | 0 | 0 | 0 |  |  |  |  | 0 | 0 | 0 |  |  |  |  | 0 | 0 | 0 |  |  |  |  | 0 | 0 | 0 |  |  |  |  | 0 | 0 | 0 |  |  |  |  | 0 | 0 | 0 |  |  |  |  | 0 | 0 | 0 |  |  |  |  | 0 | 0 | 0 |  |  |  |  | 0 | 0 | 0 |  |  |  |  | 0 | 0 | 0 |  |  |  |  | 0 | 0 | 0 |  |  |  |  | 0 | 0 | 0 |  |  |  |  | 0 | 0 | 0 |  |  |  |  | 0 | 0 | 0 |  |  |  |  | 0 | 0 | 0 |  |  |  |  | 0 | 0 | 0 |  |  |  |  | 0 | 0 | 0 |  |  |  |  | 0 | 0 | 0 |  |  |  |  | 0 | 0 | 0 |  |  |  |  | 0 | 0 | 0 |  |  |  |  | 0 | 0 | 0 |  |  |  |  | 0 | 0 | 0 |  |  |  |  | 0 | 0 | 0 |  |  |  |  | 0 | 0 | 0 |  |  |  |  | 0 | 0 | 0 |  |  |  |  | 0 | 0 | 0 |  |  |  |  | 0 | 0 | 0 |  |  |  |  | 0 | 0 | 0 |  |  |  |  | 0 | 0 | 0 |  |  |  |  | 0 | 0 | 0 |  |  |  |  | 0 | 0 | 0 |  |  |  |  | 0 | 0 | 0 |  |  |  |  | 0 | 0 | 0 |  |  |  |  | 0 | 0 | 0 |  |  |  |  | 0 | 0 | 0 |  |  |  |  | 0 | 0 | 0 |  |  |  |  | 0 | 0 | 0 |  |  |  |  | 0 | 0 | 0 |  |  |  |  | 0 | 0 | 0 |  |  |  |  | 0 | 0 | 0 |  |  |  |  | 0 | 0 | 0 |  |  |  |  | 0 | 0 | 0 |  |  |  |  | 0 | 0 | 0 |  |  |  |  | 0 | 0 | 0 |  |  |  |  | 0 | 0 | 0 |  |  |  |  | 0 | 0 | 0 |  |  |  |  | 0 | 0 | 0 |  |  |  |  | 0 | 0 | 0 |  |  |  |  | 0 | 0 | 0 |  |  |  |  | 0 | 0 | 0 |  |  |  |  | 0 | 0 | 0 |  |  |  |  | 0 | 0 | 0 |  |  |  |  | 0 | 0 | 0 |  |  |  |  | 0 | 0 | 0 |  |  |  |  | 0 | 0 | 0 |  |  |  |  | 0 | 0 | 0 |  |  |  |  | 0 | 0 | 0 |  |  |  |  | 0 | 0 | 0 |  |  |  |  | 0 | 0 | 0 |  |  |  |  | 0 | 0 | 0 |  |  |  |  | 0 | 0 | 0 |  |  |  |  | 0 | 0 | 0 |  |  |  |  | 0 | 0 | 0 |  |  |  |  | 0 | 0 | 0 |  |  |  |  | 0 | 0 | 0 |  |  |  |  | 0 | 0 | 0 |  |  |  |  | 0 | 0 | 0 |  |  |  |  | 0 | 0 | 0 |  |  |  |  | 0 | 0 | 0 |  |  |  |  | 0 | 0 | 0 |  |  |  |  | 0 | 0 | 0 |  |  |  |  | 0 | 0 | 0 |  |  |  |  | 0 | 0 | 0 |  |  |  |  | 0 | 0 | 0 |  |  |  |  | 0 | 0 | 0 |  |  |  |  | 0 | 0 | 0 |  |  |  |  | 0 | 0 | 0 |  |  |  |  | 0 | 0 | 0 |  |  |  |  | 0 | 0 | 0 |  |  |  |  | 0 | 0 | 0 |  |  |  |  | 0 | 0 | 0 |  |  |  |  | 0 | 0 | 0 |  |  |  |  | 0 | 0 | 0
|  |  | 0 | 0 | 0 |  |  |  |  | 0 | 0 | 0 |  |  |  |  | 0 | 0 | 0 |  |  |  |  | 0 | 0 | 0 |  |  |  |  | 0 | 0 | 0 |  |  |  |  | 0 | 0 | 0 |  |  |  |  | 0 | 0 | 0 |  |  |  |  | 0 | 0 | 0 |  |  |  |  | 0 | 0 | 0 |  |  |  |  | 0 | 0 | 0 |  |  |  |  | 0 | 0 | 0 |  |  |  |  | 0 | 0 | 0 |  |  |  |  | 0 | 0 | 0 |  |  |  |  | 0 | 0 | 0 |  |  |  |  | 0 | 0 | 0 |  |  |  |  | 0 | 0 | 0 |  |  |  |  | 0 | 0 | 0 |  |  |  |  | 0 | 0 | 0 |  |  |  |  | 0 | 0 | 0 |  |  |  |  | 0 | 0 | 0 |  |  |  |  | 0 | 0 | 0 |  |  |  |  | 0 | 0 | 0 |  |  |  |  | 0 | 0 | 0 |  |  |  |  | 0 | 0 | 0 |  |  |  |  | 0 | 0 | 0 |  |  |  |  | 0 | 0 | 0 |  |  |  |  | 0 | 0 | 0 |  |  |  |  | 0 | 0 | 0 |  |  |  |  | 0 | 0 | 0 |  |  |  |  | 0 | 0 | 0 |  |  |  |  | 0 | 0 | 0 |  |  |  |  | 0 | 0 | 0 |  |  |  |  | 0 | 0 | 0 |  |  |  |  | 0 | 0 | 0 |  |  |  |  | 0 | 0 | 0 |  |  |  |  | 0 | 0 | 0 |  |  |  |  | 0 | 0 | 0 |  |  |  |  | 0 | 0 | 0 |  |  |  |  | 0 | 0 | 0 |  |  |  |  | 0 | 0 | 0 |  |  |  |  | 0 | 0 | 0 |  |  |  |  | 0 | 0 | 0 |  |  |  |  | 0 | 0 | 0 |  |  |  |  | 0 | 0 | 0 |  |  |  |  | 0 | 0 | 0 |  |  |  |  | 0 | 0 | 0 |  |  |  |  | 0 | 0 | 0 |  |  |  |  | 0 | 0 | 0 |  |  |  |  | 0 | 0 | 0 |  |  |  |  | 0 | 0 | 0 |  |  |  |  | 0 | 0 | 0 |  |  |  |  | 0 | 0 | 0 |  |  |  |  | 0 | 0 | 0 |  |  |  |  | 0 | 0 | 0 |  |  |  |  | 0 | 0 | 0 |  |  |  |  | 0 | 0 | 0 |  |  |  |  | 0 | 0 | 0 |  |  |  |  | 0 | 0 | 0 |  |  |  |  | 0 | 0 | 0 |  |  |  |  | 0 | 0 | 0 |  |  |  |  | 0 | 0 | 0 |  |  |  |  | 0 | 0 | 0 |  |  |  |  | 0 | 0 | 0 |  |  |  |  | 0 | 0 | 0 |  |  |  |  | 0 | 0 | 0 |  |  |  |  | 0 | 0 | 0 |  |  |  |  | 0 | 0 | 0 |  |  |  |  | 0 | 0 | 0 |  |  |  |  | 0 | 0 | 0 |  |  |  |  | 0 | 0 | 0 |  |  |  |  | 0 | 0 | 0 |  |  |  |  | 0 | 0 | 0 |  |  |  |  | 0 | 0 | 0 |  |  |  |  | 0 | 0 | 0 |  |  |  |  | 0 | 0 | 0 |  |  |  |  | 0 | 0 | 0 |  |  |  |  | 0 | 0 | 0 |  |  |  |  | 0 | 0 | 0 |  |  |  |  | 0 | 0 | 0 |  |  |  |  | 0 | 0 | 0 |  |  |  |  | 0 | 0 | 0 |  |  |  |  | 0 | 0 | 0 |  |  |  |  | 0 | 0 | 0 |  |  |  |  | 0 | 0 | 0 |  |  |  |  | 0 | 0 | 0 |  |  |  |  | 0 | 0 | 0 |  |  |  |  | 0 | 0 | 0 |  |  |  |  | 0 | 0 | 0 |  |  |  |  | 0 | 0 | 0 |  |  |  |  | 0 | 0 | 0 |  |  |  |  | 0 | 0 | 0 |  |  |  |  | 0 | 0 | 0 |  |  |  |  | 0 | 0 | 0 |  |  |  |  | 0 | 0 | 0 |  |  |  |  | 0 | 0 | 0 |  |  |  |  | 0 | 0 | 0 |  |  |  |  | 0 | 0 | 0 |  |  |  |  | 0 | 0 | 0 |  |  |  |  | 0 | 0 | 0 |  |  |  |  | 0 | 0 | 0 |  |  |  |  | 0 | 0 | 0 |  |  |  |  | 0 | 0 | 0 |  |  |  |  | 0 | 0 | 0 |  |  |  |  | 0 | 0 | 0 |  |  |  |  | 0 | 0 | 0 |  |  |  |  | 0 | 0 | 0 |  |  |  |  | 0 | 0 | 0 |  |  |  |  | 0 | 0 | 0 |  |  |  |  | 0 | 0 | 0 |  |  |  |  | 0 | 0 | 0 |  |  |  |  | 0 | 0 | 0 |  |  |  |  | 0 | 0 | 0 |  |  |  |  | 0 | 0 | 0 |  |  |  |  | 0 | 0 | 0 |  |  |  |  | 0 | 0 | 0 |  |  |  |  | 0 | 0 | 0 |  |  |  |  | 0 | 0 | 0 |  |  |  |  | 0 | 0 | 0 |  |  |  |  | 0 | 0 | 0 |  |  |  |  | 0 | 0 | 0 |  |  |  |  | 0 | 0 | 0 |  |  |  |  | 0 | 0 | 0 |  |  |  |  | 0 | 0 | 0 |  |  |  |  | 0 | 0 | 0 |  |  |  |  | 0 | 0 | 0 |  |  |  |  | 0 | 0 | 0 |  |  |  |  | 0 | 0 | 0 |  |  |  |  | 0 | 0 | 0 |  |  |  |  | 0 | 0 | 0 |  |  |  |  | 0 | 0 | 0 |  |  |  |  | 0 | 0 | 0 |  |  |  |  | 0 | 0 | 0 |  |  |  |  | 0 | 0 | 0 |  |  |  |  | 0 | 0 | 0 |  |  |  |  | 0 | 0 | 0 |  |  |  |  | 0 | 0 | 0 |  |  |  |  | 0 | 0 | 0 |  |  |  |  | 0 | 0 | 0 |  |  |  |  | 0 | 0 | 0 |  |  |  |  | 0 | 0 | 0 |  |  |  |  | 0 | 0 | 0 |  |  |  |  | 0 | 0 | 0 |  |  |  |  | 0 | 0 | 0 |  |  |  |  | 0 | 0 | 0 |  |  |  |  | 0 | 0 | 0 |  |  |  |  | 0 | 0 | 0 |  |  |  |  | 0 | 0 | 0 |  |  |  |  | 0 | 0 | 0 |  |  |  |  | 0 | 0 | 0 |  |  |  |  | 0 | 0 | 0 |  |  |  |  | 0 | 0 | 0 |  |  |  |  | 0 | 0 | 0 |  |  |  |  | 0 | 0 | 0 |  |  |  |  | 0 | 0 | 0 |  |  |  |  | 0 | 0 | 0 |  |  |  |  | 0 | 0 | 0 |  |  |  |  | 0 | 0 | 0 |  |  |  |  | 0 | 0 | 0 |  |  |  |  | 0 | 0 | 0 |  |  |  |  | 0 | 0 | 0 |  |  |  |  | 0 | 0 | 0 |  |  |  |  | 0 | 0 | 0 |  |  |  |  | 0 | 0 | 0 |  |  |  |  | 0 | 0 | 0 |  |  |  |  | 0 | 0 | 0 |  |  |  |  | 0 | 0 | 0 |  |  |  |  | 0 | 0 | 0 |  |  |  |  | 0 | 0 | 0 |  |  |  |  | 0 | 0 | 0 |  |  |  |  | 0 | 0 | 0 |  |  |  |  | 0 | 0 | 0 |  |  |  |  | 0 | 0 | 0 |  |  |  |  | 0 | 0 | 0 |  |  |  |  | 0 | 0 | 0 |  |  |  |  | 0 | 0 | 0 |  |  |  |  | 0 | 0 | 0 |  |  |  |  | 0 | 0 | 0 |  |  |  |  | 0 | 0 | 0 |  |  |  |  | 0 | 0 | 0 |  |  |  |  | 0 | 0 | 0 |  |  |  |  | 0 | 0 | 0 |  |  |  |  | 0 | 0 | 0 |  |  |  |  | 0 | 0 | 0 |  |  |  |  | 0 | 0 | 0 |  |  |  |  | 0 | 0 | 0 |  |  |  |  | 0 | 0 | 0 |  |  |  |  | 0 | 0 | 0 |  |  |  |  | 0 | 0 | 0 |  |  |  |  | 0 | 0 | 0 |  |  |  |  | 0 | 0 | 0 |  |  |  |  | 0 | 0 | 0 |  |  |  |  | 0 | 0 | 0 |  |  |  |  | 0 | 0 | 0 |  |  |  |  | 0 | 0 | 0 |  |  |  |  | 0 | 0 | 0 |  |  |  |  | 0 | 0 | 0 |  |  |  |  | 0 | 0 | 0 |  |  |  |  | 0 | 0 | 0 |  |  |  |  | 0 | 0 | 0 |  |  |  |  | 0 | 0 | 0 |  |  |  |  | 0 | 0 | 0 |  |  |  |  | 0 | 0 | 0 |  |  |  |  | 0 | 0 | 0 |  |  |  |  | 0 | 0 | 0 |  |  |  |  | 0 | 0 | 0 |  |  |  |  | 0 | 0 | 0 |  |  |  |  | 0 | 0 | 0 |  |  |  |  | 0 | 0 | 0 |  |  |  |  | 0 | 0 | 0 |  |  |  |  | 0 | 0 | 0 |  |  |  |  | 0 | 0 | 0 |  |  |  |  | 0 | 0 | 0 |  |  |  |  | 0 | 0 | 0 |  |  |  |  | 0 | 0 | 0 |  |  |  |  | 0 | 0 | 0 |  |  |  |  | 0 | 0 | 0 |  |  |  |  | 0 | 0 | 0 |  |  |  |  | 0 | 0 | 0 |  |  |  |  | 0 | 0 | 0 |  |  |  |  | 0 | 0 | 0 |  |  |  |  | 0 | 0 | 0 |  |  |  |  | 0 | 0 | 0 |  |  |  |  | 0 | 0 | 0 |  |  |  |  | 0 | 0 | 0 |  |  |  |  | 0 | 0 | 0 |  |  |  |  | 0 | 0 | 0 |  |  |  |  | 0 | 0 | 0 |  |  |  |  | 0 | 0 | 0 |  |  |  |  | 0 | 0 | 0 |  |  |  |  | 0 | 0 | 0 |  |  |  |  | 0 | 0 | 0 |  |  |  |  | 0 | 0 | 0 |  |  |  |  | 0 | 0 | 0 |  |  |  |  | 0 | 0 | 0 |  |  |  |  | 0 | 0 | 0 |  |  |  |  | 0 | 0 | 0 |  |  |  |  | 0 | 0 | 0 |  |  |  |  | 0 | 0 | 0 |  |  |  |  | 0 | 0 | 0 |  |  |  |  | 0 | 0 | 0 |  |  |  |  | 0 | 0 | 0 |  |  |  |  | 0 | 0 | 0 |  |  |  |  | 0 | 0 | 0 |  |  |  |  | 0 | 0 | 0 |  |  |  |  | 0 | 0 | 0 |  |  |  |  | 0 | 0 | 0 |  |  |  |  | 0 | 0 | 0 |  |  |  |  | 0 | 0 | 0 |  |  |  |  | 0 | 0 | 0 |  |  |  |  | 0 | 0 | 0 |  |  |  |  | 0 | 0 | 0 |  |  |  |  | 0 | 0 | 0 |  |  |  |  | 0 | 0 | 0 |  |  |  |  | 0 | 0 | 0 |  |  |  |  | 0 | 0 | 0 |  |  |  |  | 0 | 0 | 0 |  |  |  |  | 0 | 0 | 0 |  |  |  |  | 0 | 0 | 0 |  |  |  |  | 0 | 0 | 0 |  |  |  |  | 0 | 0 | 0 |  |  |  |  | 0 | 0 | 0 |  |  |  |  | 0 | 0 | 0 |  |  |  |  | 0 | 0 | 0 |  |  |  |  | 0 | 0 | 0 |  |  |  |  | 0 | 0 | 0 |  |  |  |  | 0 | 0 | 0 |  |  |  |  | 0 | 0 | 0 |  |  |  |  | 0 | 0 | 0 |  |  |  |  | 0 | 0 | 0 |  |  |  |  | 0 | 0 | 0 |  |  |  |  | 0 | 0 | 0 |  |  |  |  | 0 | 0 | 0 |  |  |  |  | 0 | 0 | 0 |  |  |  |  | 0 | 0 | 0 |  |  |  |  | 0 | 0 | 0 |  |  |  |  | 0 | 0 | 0 |  |  |  |  | 0 | 0 | 0 |  |  |  |  | 0 | 0 | 0 |  |  |  |  | 0 | 0 | 0 |  |  |  |  | 0 | 0 | 0 |  |  |  |  | 0 | 0 | 0 |  |  |  |  | 0 | 0 | 0 |  |  |  |  | 0 | 0 | 0 |  |  |  |  | 0 | 0 | 0 |  |  |  |  | 0 | 0 | 0 |  |  |  |  | 0 | 0 | 0 |  |  |  |  | 0 | 0 | 0 |  |  |  |  | 0 | 0 | 0 |  |  |  |  | 0 | 0 | 0
|  |  | 0 | 0 | 0 |  |  |  |  | 0 | 0 | 0 |  |  |  |  | 0 | 0 | 0 |  |  |  |  | 0 | 0 | 0 |  |  |  |  | 0 | 0 | 0 |  |  |  |  | 0 | 0 | 0 |  |  |  |  | 0 | 0 | 0 |  |  |  |  | 0 | 0 | 0 |  |  |  |  | 0 | 0 | 0 |  |  |  |  | 0 | 0 | 0 |  |  |  |  | 0 | 0 | 0 |  |  |  |  | 0 | 0 | 0 |  |  |  |  | 0 | 0 | 0 |  |  |  |  | 0 | 0 | 0 |  |  |  |  | 0 | 0 | 0 |  |  |  |  | 0 | 0 | 0 |  |  |  |  | 0 | 0 | 0 |  |  |  |  | 0 | 0 | 0 |  |  |  |  | 0 | 0 | 0 |  |  |  |  | 0 | 0 | 0 |  |  |  |  | 0 | 0 | 0 |  |  |  |  | 0 | 0 | 0 |  |  |  |  | 0 | 0 | 0 |  |  |  |  | 0 | 0 | 0 |  |  |  |  | 0 | 0 | 0 |  |  |  |  | 0 | 0 | 0 |  |  |  |  | 0 | 0 | 0 |  |  |  |  | 0 | 0 | 0 |  |  |  |  | 0 | 0 | 0 |  |  |  |  | 0 | 0 | 0 |  |  |  |  | 0 | 0 | 0 |  |  |  |  | 0 | 0 | 0 |  |  |  |  | 0 | 0 | 0 |  |  |  |  | 0 | 0 | 0 |  |  |  |  | 0 | 0 | 0 |  |  |  |  | 0 | 0 | 0 |  |  |  |  | 0 | 0 | 0 |  |  |  |  | 0 | 0 | 0 |  |  |  |  | 0 | 0 | 0 |  |  |  |  | 0 | 0 | 0 |  |  |  |  | 0 | 0 | 0 |  |  |  |  | 0 | 0 | 0 |  |  |  |  | 0 | 0 | 0 |  |  |  |  | 0 | 0 | 0 |  |  |  |  | 0 | 0 | 0 |  |  |  |  | 0 | 0 | 0 |  |  |  |  | 0 | 0 | 0 |  |  |  |  | 0 | 0 | 0 |  |  |  |  | 0 | 0 | 0 |  |  |  |  | 0 | 0 | 0 |  |  |  |  | 0 | 0 | 0 |  |  |  |  | 0 | 0 | 0 |  |  |  |  | 0 | 0 | 0 |  |  |  |  | 0 | 0 | 0 |  |  |  |  | 0 | 0 | 0 |  |  |  |  | 0 | 0 | 0 |  |  |  |  | 0 | 0 | 0 |  |  |  |  | 0 | 0 | 0 |  |  |  |  | 0 | 0 | 0 |  |  |  |  | 0 | 0 | 0 |  |  |  |  | 0 | 0 | 0 |  |  |  |  | 0 | 0 | 0 |  |  |  |  | 0 | 0 | 0 |  |  |  |  | 0 | 0 | 0 |  |  |  |  | 0 | 0 | 0 |  |  |  |  | 0 | 0 | 0 |  |  |  |  | 0 | 0 | 0 |  |  |  |  | 0 | 0 | 0 |  |  |  |  | 0 | 0 | 0 |  |  |  |  | 0 | 0 | 0 |  |  |  |  | 0 | 0 | 0 |  |  |  |  | 0 | 0 | 0 |  |  |  |  | 0 | 0 | 0 |  |  |  |  | 0 | 0 | 0 |  |  |  |  | 0 | 0 | 0 |  |  |  |  | 0 | 0 | 0 |  |  |  |  | 0 | 0 | 0 |  |  |  |  | 0 | 0 | 0 |  |  |  |  | 0 | 0 | 0 |  |  |  |  | 0 | 0 | 0 |  |  |  |  | 0 | 0 | 0 |  |  |  |  | 0 | 0 | 0 |  |  |  |  | 0 | 0 | 0 |  |  |  |  | 0 | 0 | 0 |  |  |  |  | 0 | 0 | 0 |  |  |  |  | 0 | 0 | 0 |  |  |  |  | 0 | 0 | 0 |  |  |  |  | 0 | 0 | 0 |  |  |  |  | 0 | 0 | 0 |  |  |  |  | 0 | 0 | 0 |  |  |  |  | 0 | 0 | 0 |  |  |  |  | 0 | 0 | 0 |  |  |  |  | 0 | 0 | 0 |  |  |  |  | 0 | 0 | 0 |  |  |  |  | 0 | 0 | 0 |  |  |  |  | 0 | 0 | 0 |  |  |  |  | 0 | 0 | 0 |  |  |  |  | 0 | 0 | 0 |  |  |  |  | 0 | 0 | 0 |  |  |  |  | 0 | 0 | 0 |  |  |  |  | 0 | 0 | 0 |  |  |  |  | 0 | 0 | 0 |  |  |  |  | 0 | 0 | 0 |  |  |  |  | 0 | 0 | 0 |  |  |  |  | 0 | 0 | 0 |  |  |  |  | 0 | 0 | 0 |  |  |  |  | 0 | 0 | 0 |  |  |  |  | 0 | 0 | 0 |  |  |  |  | 0 | 0 | 0 |  |  |  |  | 0 | 0 | 0 |  |  |  |  | 0 | 0 | 0 |  |  |  |  | 0 | 0 | 0 |  |  |  |  | 0 | 0 | 0 |  |  |  |  | 0 | 0 | 0 |  |  |  |  | 0 | 0 | 0 |  |  |  |  | 0 | 0 | 0 |  |  |  |  | 0 | 0 | 0 |  |  |  |  | 0 | 0 | 0 |  |  |  |  | 0 | 0 | 0 |  |  |  |  | 0 | 0 | 0 |  |  |  |  | 0 | 0 | 0 |  |  |  |  | 0 | 0 | 0 |  |  |  |  | 0 | 0 | 0 |  |  |  |  | 0 | 0 | 0 |  |  |  |  | 0 | 0 | 0 |  |  |  |  | 0 | 0 | 0 |  |  |  |  | 0 | 0 | 0 |  |  |  |  | 0 | 0 | 0 |  |  |  |  | 0 | 0 | 0 |  |  |  |  | 0 | 0 | 0 |  |  |  |  | 0 | 0 | 0 |  |  |  |  | 0 | 0 | 0 |  |  |  |  | 0 | 0 | 0 |  |  |  |  | 0 | 0 | 0 |  |  |  |  | 0 | 0 | 0 |  |  |  |  | 0 | 0 | 0 |  |  |  |  | 0 | 0 | 0 |  |  |  |  | 0 | 0 | 0 |  |  |  |  | 0 | 0 | 0 |  |  |  |  | 0 | 0 | 0 |  |  |  |  | 0 | 0 | 0 |  |  |  |  | 0 | 0 | 0 |  |  |  |  | 0 | 0 | 0 |  |  |  |  | 0 | 0 | 0 |  |  |  |  | 0 | 0 | 0 |  |  |  |  | 0 | 0 | 0 |  |  |  |  | 0 | 0 | 0 |  |  |  |  | 0 | 0 | 0 |  |  |  |  | 0 | 0 | 0 |  |  |  |  | 0 | 0 | 0 |  |  |  |  | 0 | 0 | 0 |  |  |  |  | 0 | 0 | 0 |  |  |  |  | 0 | 0 | 0 |  |  |  |  | 0 | 0 | 0 |  |  |  |  | 0 | 0 | 0 |  |  |  |  | 0 | 0 | 0 |  |  |  |  | 0 | 0 | 0 |  |  |  |  | 0 | 0 | 0 |  |  |  |  | 0 | 0 | 0 |  |  |  |  | 0 | 0 | 0 |  |  |  |  | 0 | 0 | 0 |  |  |  |  | 0 | 0 | 0 |  |  |  |  | 0 | 0 | 0 |  |  |  |  | 0 | 0 | 0 |  |  |  |  | 0 | 0 | 0 |  |  |  |  | 0 | 0 | 0 |  |  |  |  | 0 | 0 | 0 |  |  |  |  | 0 | 0 | 0 |  |  |  |  | 0 | 0 | 0 |  |  |  |  | 0 | 0 | 0 |  |  |  |  | 0 | 0 | 0 |  |  |  |  | 0 | 0 | 0 |  |  |  |  | 0 | 0 | 0 |  |  |  |  | 0 | 0 | 0 |  |  |  |  | 0 | 0 | 0 |  |  |  |  | 0 | 0 | 0 |  |  |  |  | 0 | 0 | 0 |  |  |  |  | 0 | 0 | 0 |  |  |  |  | 0 | 0 | 0 |  |  |  |  | 0 | 0 | 0 |  |  |  |  | 0 | 0 | 0 |  |  |  |  | 0 | 0 | 0 |  |  |  |  | 0 | 0 | 0 |  |  |  |  | 0 | 0 | 0 |  |  |  |  | 0 | 0 | 0 |  |  |  |  | 0 | 0 | 0 |  |  |  |  | 0 | 0 | 0 |  |  |  |  | 0 | 0 | 0 |  |  |  |  | 0 | 0 | 0 |  |  |  |  | 0 | 0 | 0 |  |  |  |  | 0 | 0 | 0 |  |  |  |  | 0 | 0 | 0 |  |  |  |  | 0 | 0 | 0 |  |  |  |  | 0 | 0 | 0 |  |  |  |  | 0 | 0 | 0 |  |  |  |  | 0 | 0 | 0 |  |  |  |  | 0 | 0 | 0 |  |  |  |  | 0 | 0 | 0 |  |  |  |  | 0 | 0 | 0 |  |  |  |  | 0 | 0 | 0 |  |  |  |  | 0 | 0 | 0 |  |  |  |  | 0 | 0 | 0 |  |  |  |  | 0 | 0 | 0 |  |  |  |  | 0 | 0 | 0 |  |  |  |  | 0 | 0 | 0 |  |  |  |  | 0 | 0 | 0 |  |  |  |  | 0 | 0 | 0 |  |  |  |  | 0 | 0 | 0 |  |  |  |  | 0 | 0 | 0 |  |  |  |  | 0 | 0 | 0 |  |  |  |  | 0 | 0 | 0 |  |  |  |  | 0 | 0 | 0 |  |  |  |  | 0 | 0 | 0 |  |  |  |  | 0 | 0 | 0 |  |  |  |  | 0 | 0 | 0 |  |  |  |  | 0 | 0 | 0 |  |  |  |  | 0 | 0 | 0 |  |  |  |  | 0 | 0 | 0 |  |  |  |  | 0 | 0 | 0 |  |  |  |  | 0 | 0 | 0 |  |  |  |  | 0 | 0 | 0 |  |  |  |  | 0 | 0 | 0 |  |  |  |  | 0 | 0 | 0 |  |  |  |  | 0 | 0 | 0 |  |  |  |  | 0 | 0 | 0 |  |  |  |  | 0 | 0 | 0 |  |  |  |  | 0 | 0 | 0 |  |  |  |  | 0 | 0 | 0 |  |  |  |  | 0 | 0 | 0 |  |  |  |  | 0 | 0 | 0 |  |  |  |  | 0 | 0 | 0 |  |  |  |  | 0 | 0 | 0 |  |  |  |  | 0 | 0 | 0 |  |  |  |  | 0 | 0 | 0 |  |  |  |  | 0 | 0 | 0 |  |  |  |  | 0 | 0 | 0 |  |  |  |  | 0 | 0 | 0 |  |  |  |  | 0 | 0 | 0 |  |  |  |  | 0 | 0 | 0 |  |  |  |  | 0 | 0 | 0 |  |  |  |  | 0 | 0 | 0 |  |  |  |  | 0 | 0 | 0 |  |  |  |  | 0 | 0 | 0 |  |  |  |  | 0 | 0 | 0 |  |  |  |  | 0 | 0 | 0 |  |  |  |  | 0 | 0 | 0 |  |  |  |  | 0 | 0 | 0 |  |  |  |  | 0 | 0 | 0 |  |  |  |  | 0 | 0 | 0 |  |  |  |  | 0 | 0 | 0 |  |  |  |  | 0 | 0 | 0 |  |  |  |  | 0 | 0 | 0 |  |  |  |  | 0 | 0 | 0 |  |  |  |  | 0 | 0 | 0 |  |  |  |  | 0 | 0 | 0 |  |  |  |  | 0 | 0 | 0 |  |  |  |  | 0 | 0 | 0 |  |  |  |  | 0 | 0 | 0 |  |  |  |  | 0 | 0 | 0 |  |  |  |  | 0 | 0 | 0 |  |  |  |  | 0 | 0 | 0 |  |  |  |  | 0 | 0 | 0 |  |  |  |  | 0 | 0 | 0 |  |  |  |  | 0 | 0 | 0 |  |  |  |  | 0 | 0 | 0 |  |  |  |  | 0 | 0 | 0 |  |  |  |  | 0 | 0 | 0 |  |  |  |  | 0 | 0 | 0 |  |  |  |  | 0 | 0 | 0 |  |  |  |  | 0 | 0 | 0 |  |  |  |  | 0 | 0 | 0 |  |  |  |  | 0 | 0 | 0 |  |  |  |  | 0 | 0 | 0 |  |  |  |  | 0 | 0 | 0 |  |  |  |  | 0 | 0 | 0 |  |  |  |  | 0 | 0 | 0 |  |  |  |  | 0 | 0 | 0 |  |  |  |  | 0 | 0 | 0 |  |  |  |  | 0 | 0 | 0 |  |  |  |  | 0 | 0 | 0 |  |  |  |  | 0 | 0 | 0 |  |  |  |  | 0 | 0 | 0 |  |  |  |  | 0 | 0 | 0 |  |  |  |  | 0 | 0 | 0 |  |  |  |  | 0 | 0 | 0 |  |  |  |  | 0 | 0 | 0 |  |  |  |  | 0 | 0 | 0 |  |  |  |  | 0 | 0 | 0 |  |  |  |  | 0 | 0 | 0
|  |  | 0 | 0 | 0 |  |  |  |  | 0 | 0 | 0 |  |  |  |  | 0 | 0 | 0 |  |  |  |  | 0 | 0 | 0 |  |  |  |  | 0 | 0 | 0 |  |  |  |  | 0 | 0 | 0 |  |  |  |  | 0 | 0 | 0 |  |  |  |  | 0 | 0 | 0 |  |  |  |  | 0 | 0 | 0 |  |  |  |  | 0 | 0 | 0 |  |  |  |  | 0 | 0 | 0 |  |  |  |  | 0 | 0 | 0 |  |  |  |  | 0 | 0 | 0 |  |  |  |  | 0 | 0 | 0 |  |  |  |  | 0 | 0 | 0 |  |  |  |  | 0 | 0 | 0 |  |  |  |  | 0 | 0 | 0 |  |  |  |  | 0 | 0 | 0 |  |  |  |  | 0 | 0 | 0 |  |  |  |  | 0 | 0 | 0 |  |  |  |  | 0 | 0 | 0 |  |  |  |  | 0 | 0 | 0 |  |  |  |  | 0 | 0 | 0 |  |  |  |  | 0 | 0 | 0 |  |  |  |  | 0 | 0 | 0 |  |  |  |  | 0 | 0 | 0 |  |  |  |  | 0 | 0 | 0 |  |  |  |  | 0 | 0 | 0 |  |  |  |  | 0 | 0 | 0 |  |  |  |  | 0 | 0 | 0 |  |  |  |  | 0 | 0 | 0 |  |  |  |  | 0 | 0 | 0 |  |  |  |  | 0 | 0 | 0 |  |  |  |  | 0 | 0 | 0 |  |  |  |  | 0 | 0 | 0 |  |  |  |  | 0 | 0 | 0 |  |  |  |  | 0 | 0 | 0 |  |  |  |  | 0 | 0 | 0 |  |  |  |  | 0 | 0 | 0 |  |  |  |  | 0 | 0 | 0 |  |  |  |  | 0 | 0 | 0 |  |  |  |  | 0 | 0 | 0 |  |  |  |  | 0 | 0 | 0 |  |  |  |  | 0 | 0 | 0 |  |  |  |  | 0 | 0 | 0 |  |  |  |  | 0 | 0 | 0 |  |  |  |  | 0 | 0 | 0 |  |  |  |  | 0 | 0 | 0 |  |  |  |  | 0 | 0 | 0 |  |  |  |  | 0 | 0 | 0 |  |  |  |  | 0 | 0 | 0 |  |  |  |  | 0 | 0 | 0 |  |  |  |  | 0 | 0 | 0 |  |  |  |  | 0 | 0 | 0 |  |  |  |  | 0 | 0 | 0 |  |  |  |  | 0 | 0 | 0 |  |  |  |  | 0 | 0 | 0 |  |  |  |  | 0 | 0 | 0 |  |  |  |  | 0 | 0 | 0 |  |  |  |  | 0 | 0 | 0 |  |  |  |  | 0 | 0 | 0 |  |  |  |  | 0 | 0 | 0 |  |  |  |  | 0 | 0 | 0 |  |  |  |  | 0 | 0 | 0 |  |  |  |  | 0 | 0 | 0 |  |  |  |  | 0 | 0 | 0 |  |  |  |  | 0 | 0 | 0 |  |  |  |  | 0 | 0 | 0 |  |  |  |  | 0 | 0 | 0 |  |  |  |  | 0 | 0 | 0 |  |  |  |  | 0 | 0 | 0 |  |  |  |  | 0 | 0 | 0 |  |  |  |  | 0 | 0 | 0 |  |  |  |  | 0 | 0 | 0 |  |  |  |  | 0 | 0 | 0 |  |  |  |  | 0 | 0 | 0 |  |  |  |  | 0 | 0 | 0 |  |  |  |  | 0 | 0 | 0 |  |  |  |  | 0 | 0 | 0 |  |  |  |  | 0 | 0 | 0 |  |  |  |  | 0 | 0 | 0 |  |  |  |  | 0 | 0 | 0 |  |  |  |  | 0 | 0 | 0 |  |  |  |  | 0 | 0 | 0 |  |  |  |  | 0 | 0 | 0 |  |  |  |  | 0 | 0 | 0 |  |  |  |  | 0 | 0 | 0 |  |  |  |  | 0 | 0 | 0 |  |  |  |  | 0 | 0 | 0 |  |  |  |  | 0 | 0 | 0 |  |  |  |  | 0 | 0 | 0 |  |  |  |  | 0 | 0 | 0 |  |  |  |  | 0 | 0 | 0 |  |  |  |  | 0 | 0 | 0 |  |  |  |  | 0 | 0 | 0 |  |  |  |  | 0 | 0 | 0 |  |  |  |  | 0 | 0 | 0 |  |  |  |  | 0 | 0 | 0 |  |  |  |  | 0 | 0 | 0 |  |  |  |  | 0 | 0 | 0 |  |  |  |  | 0 | 0 | 0 |  |  |  |  | 0 | 0 | 0 |  |  |  |  | 0 | 0 | 0 |  |  |  |  | 0 | 0 | 0 |  |  |  |  | 0 | 0 | 0 |  |  |  |  | 0 | 0 | 0 |  |  |  |  | 0 | 0 | 0 |  |  |  |  | 0 | 0 | 0 |  |  |  |  | 0 | 0 | 0 |  |  |  |  | 0 | 0 | 0 |  |  |  |  | 0 | 0 | 0 |  |  |  |  | 0 | 0 | 0 |  |  |  |  | 0 | 0 | 0 |  |  |  |  | 0 | 0 | 0 |  |  |  |  | 0 | 0 | 0 |  |  |  |  | 0 | 0 | 0 |  |  |  |  | 0 | 0 | 0 |  |  |  |  | 0 | 0 | 0 |  |  |  |  | 0 | 0 | 0 |  |  |  |  | 0 | 0 | 0 |  |  |  |  | 0 | 0 | 0 |  |  |  |  | 0 | 0 | 0 |  |  |  |  | 0 | 0 | 0 |  |  |  |  | 0 | 0 | 0 |  |  |  |  | 0 | 0 | 0 |  |  |  |  | 0 | 0 | 0 |  |  |  |  | 0 | 0 | 0 |  |  |  |  | 0 | 0 | 0 |  |  |  |  | 0 | 0 | 0 |  |  |  |  | 0 | 0 | 0 |  |  |  |  | 0 | 0 | 0 |  |  |  |  | 0 | 0 | 0 |  |  |  |  | 0 | 0 | 0 |  |  |  |  | 0 | 0 | 0 |  |  |  |  | 0 | 0 | 0 |  |  |  |  | 0 | 0 | 0 |  |  |  |  | 0 | 0 | 0 |  |  |  |  | 0 | 0 | 0 |  |  |  |  | 0 | 0 | 0 |  |  |  |  | 0 | 0 | 0 |  |  |  |  | 0 | 0 | 0 |  |  |  |  | 0 | 0 | 0 |  |  |  |  | 0 | 0 | 0 |  |  |  |  | 0 | 0 | 0 |  |  |  |  | 0 | 0 | 0 |  |  |  |  | 0 | 0 | 0 |  |  |  |  | 0 | 0 | 0 |  |  |  |  | 0 | 0 | 0 |  |  |  |  | 0 | 0 | 0 |  |  |  |  | 0 | 0 | 0 |  |  |  |  | 0 | 0 | 0 |  |  |  |  | 0 | 0 | 0 |  |  |  |  | 0 | 0 | 0 |  |  |  |  | 0 | 0 | 0 |  |  |  |  | 0 | 0 | 0 |  |  |  |  | 0 | 0 | 0 |  |  |  |  | 0 | 0 | 0 |  |  |  |  | 0 | 0 | 0 |  |  |  |  | 0 | 0 | 0 |  |  |  |  | 0 | 0 | 0 |  |  |  |  | 0 | 0 | 0 |  |  |  |  | 0 | 0 | 0 |  |  |  |  | 0 | 0 | 0 |  |  |  |  | 0 | 0 | 0 |  |  |  |  | 0 | 0 | 0 |  |  |  |  | 0 | 0 | 0 |  |  |  |  | 0 | 0 | 0 |  |  |  |  | 0 | 0 | 0 |  |  |  |  | 0 | 0 | 0 |  |  |  |  | 0 | 0 | 0 |  |  |  |  | 0 | 0 | 0 |  |  |  |  | 0 | 0 | 0 |  |  |  |  | 0 | 0 | 0 |  |  |  |  | 0 | 0 | 0 |  |  |  |  | 0 | 0 | 0 |  |  |  |  | 0 | 0 | 0 |  |  |  |  | 0 | 0 | 0 |  |  |  |  | 0 | 0 | 0 |  |  |  |  | 0 | 0 | 0 |  |  |  |  | 0 | 0 | 0 |  |  |  |  | 0 | 0 | 0 |  |  |  |  | 0 | 0 | 0 |  |  |  |  | 0 | 0 | 0 |  |  |  |  | 0 | 0 | 0 |  |  |  |  | 0 | 0 | 0 |  |  |  |  | 0 | 0 | 0 |  |  |  |  | 0 | 0 | 0 |  |  |  |  | 0 | 0 | 0 |  |  |  |  | 0 | 0 | 0 |  |  |  |  | 0 | 0 | 0 |  |  |  |  | 0 | 0 | 0 |  |  |  |  | 0 | 0 | 0 |  |  |  |  | 0 | 0 | 0 |  |  |  |  | 0 | 0 | 0 |  |  |  |  | 0 | 0 | 0 |  |  |  |  | 0 | 0 | 0 |  |  |  |  | 0 | 0 | 0 |  |  |  |  | 0 | 0 | 0 |  |  |  |  | 0 | 0 | 0 |  |  |  |  | 0 | 0 | 0 |  |  |  |  | 0 | 0 | 0 |  |  |  |  | 0 | 0 | 0 |  |  |  |  | 0 | 0 | 0 |  |  |  |  | 0 | 0 | 0 |  |  |  |  | 0 | 0 | 0 |  |  |  |  | 0 | 0 | 0 |  |  |  |  | 0 | 0 | 0 |  |  |  |  | 0 | 0 | 0 |  |  |  |  | 0 | 0 | 0 |  |  |  |  | 0 | 0 | 0 |  |  |  |  | 0 | 0 | 0 |  |  |  |  | 0 | 0 | 0 |  |  |  |  | 0 | 0 | 0 |  |  |  |  | 0 | 0 | 0 |  |  |  |  | 0 | 0 | 0 |  |  |  |  | 0 | 0 | 0 |  |  |  |  | 0 | 0 | 0 |  |  |  |  | 0 | 0 | 0 |  |  |  |  | 0 | 0 | 0 |  |  |  |  | 0 | 0 | 0 |  |  |  |  | 0 | 0 | 0 |  |  |  |  | 0 | 0 | 0 |  |  |  |  | 0 | 0 | 0 |  |  |  |  | 0 | 0 | 0 |  |  |  |  | 0 | 0 | 0 |  |  |  |  | 0 | 0 | 0 |  |  |  |  | 0 | 0 | 0 |  |  |  |  | 0 | 0 | 0 |  |  |  |  | 0 | 0 | 0 |  |  |  |  | 0 | 0 | 0 |  |  |  |  | 0 | 0 | 0 |  |  |  |  | 0 | 0 | 0 |  |  |  |  | 0 | 0 | 0 |  |  |  |  | 0 | 0 | 0 |  |  |  |  | 0 | 0 | 0 |  |  |  |  | 0 | 0 | 0 |  |  |  |  | 0 | 0 | 0 |  |  |  |  | 0 | 0 | 0 |  |  |  |  | 0 | 0 | 0 |  |  |  |  | 0 | 0 | 0 |  |  |  |  | 0 | 0 | 0 |  |  |  |  | 0 | 0 | 0 |  |  |  |  | 0 | 0 | 0 |  |  |  |  | 0 | 0 | 0 |  |  |  |  | 0 | 0 | 0 |  |  |  |  | 0 | 0 | 0 |  |  |  |  | 0 | 0 | 0 |  |  |  |  | 0 | 0 | 0 |  |  |  |  | 0 | 0 | 0 |  |  |  |  | 0 | 0 | 0 |  |  |  |  | 0 | 0 | 0 |  |  |  |  | 0 | 0 | 0 |  |  |  |  | 0 | 0 | 0 |  |  |  |  | 0 | 0 | 0 |  |  |  |  | 0 | 0 | 0 |  |  |  |  | 0 | 0 | 0 |  |  |  |  | 0 | 0 | 0 |  |  |  |  | 0 | 0 | 0 |  |  |  |  | 0 | 0 | 0 |  |  |  |  | 0 | 0 | 0 |  |  |  |  | 0 | 0 | 0 |  |  |  |  | 0 | 0 | 0 |  |  |  |  | 0 | 0 | 0 |  |  |  |  | 0 | 0 | 0 |  |  |  |  | 0 | 0 | 0 |  |  |  |  | 0 | 0 | 0 |  |  |  |  | 0 | 0 | 0 |  |  |  |  | 0 | 0 | 0 |  |  |  |  | 0 | 0 | 0 |  |  |  |  | 0 | 0 | 0 |  |  |  |  | 0 | 0 | 0 |  |  |  |  | 0 | 0 | 0 |  |  |  |  | 0 | 0 | 0 |  |  |  |  | 0 | 0 | 0 |  |  |  |  | 0 | 0 | 0 |  |  |  |  | 0 | 0 | 0 |  |  |  |  | 0 | 0 | 0 |  |  |  |  | 0 | 0 | 0 |  |  |  |  | 0 | 0 | 0 |  |  |  |  | 0 | 0 | 0 |  |  |  |  | 0 | 0 | 0 |  |  |  |  | 0 | 0 | 0 |  |  |  |  | 0 | 0 | 0 |  |  |  |  | 0 | 0 | 0 |  |  |  |  | 0 | 0 | 0 |  |  |  |  | 0 | 0 | 0 |  |  |  |  | 0 | 0 | 0 |  |  |  |  | 0 | 0 | 0 |  |  |  |  | 0 | 0 | 0
|  |  | 0 | 0 | 0 |  |  |  |  | 0 | 0 | 0 |  |  |  |  | 0 | 0 | 0 |  |  |  |  | 0 | 0 | 0 |  |  |  |  | 0 | 0 | 0 |  |  |  |  | 0 | 0 | 0 |  |  |  |  | 0 | 0 | 0 |  |  |  |  | 0 | 0 | 0 |  |  |  |  | 0 | 0 | 0 |  |  |  |  | 0 | 0 | 0 |  |  |  |  | 0 | 0 | 0 |  |  |  |  | 0 | 0 | 0 |  |  |  |  | 0 | 0 | 0 |  |  |  |  | 0 | 0 | 0 |  |  |  |  | 0 | 0 | 0 |  |  |  |  | 0 | 0 | 0 |  |  |  |  | 0 | 0 | 0 |  |  |  |  | 0 | 0 | 0 |  |  |  |  | 0 | 0 | 0 |  |  |  |  | 0 | 0 | 0 |  |  |  |  | 0 | 0 | 0 |  |  |  |  | 0 | 0 | 0 |  |  |  |  | 0 | 0 | 0 |  |  |  |  | 0 | 0 | 0 |  |  |  |  | 0 | 0 | 0 |  |  |  |  | 0 | 0 | 0 |  |  |  |  | 0 | 0 | 0 |  |  |  |  | 0 | 0 | 0 |  |  |  |  | 0 | 0 | 0 |  |  |  |  | 0 | 0 | 0 |  |  |  |  | 0 | 0 | 0 |  |  |  |  | 0 | 0 | 0 |  |  |  |  | 0 | 0 | 0 |  |  |  |  | 0 | 0 | 0 |  |  |  |  | 0 | 0 | 0 |  |  |  |  | 0 | 0 | 0 |  |  |  |  | 0 | 0 | 0 |  |  |  |  | 0 | 0 | 0 |  |  |  |  | 0 | 0 | 0 |  |  |  |  | 0 | 0 | 0 |  |  |  |  | 0 | 0 | 0 |  |  |  |  | 0 | 0 | 0 |  |  |  |  | 0 | 0 | 0 |  |  |  |  | 0 | 0 | 0 |  |  |  |  | 0 | 0 | 0 |  |  |  |  | 0 | 0 | 0 |  |  |  |  | 0 | 0 | 0 |  |  |  |  | 0 | 0 | 0 |  |  |  |  | 0 | 0 | 0 |  |  |  |  | 0 | 0 | 0 |  |  |  |  | 0 | 0 | 0 |  |  |  |  | 0 | 0 | 0 |  |  |  |  | 0 | 0 | 0 |  |  |  |  | 0 | 0 | 0 |  |  |  |  | 0 | 0 | 0 |  |  |  |  | 0 | 0 | 0 |  |  |  |  | 0 | 0 | 0 |  |  |  |  | 0 | 0 | 0 |  |  |  |  | 0 | 0 | 0 |  |  |  |  | 0 | 0 | 0 |  |  |  |  | 0 | 0 | 0 |  |  |  |  | 0 | 0 | 0 |  |  |  |  | 0 | 0 | 0 |  |  |  |  | 0 | 0 | 0 |  |  |  |  | 0 | 0 | 0 |  |  |  |  | 0 | 0 | 0 |  |  |  |  | 0 | 0 | 0 |  |  |  |  | 0 | 0 | 0 |  |  |  |  | 0 | 0 | 0 |  |  |  |  | 0 | 0 | 0 |  |  |  |  | 0 | 0 | 0 |  |  |  |  | 0 | 0 | 0 |  |  |  |  | 0 | 0 | 0 |  |  |  |  | 0 | 0 | 0 |  |  |  |  | 0 | 0 | 0 |  |  |  |  | 0 | 0 | 0 |  |  |  |  | 0 | 0 | 0 |  |  |  |  | 0 | 0 | 0 |  |  |  |  | 0 | 0 | 0 |  |  |  |  | 0 | 0 | 0 |  |  |  |  | 0 | 0 | 0 |  |  |  |  | 0 | 0 | 0 |  |  |  |  | 0 | 0 | 0 |  |  |  |  | 0 | 0 | 0 |  |  |  |  | 0 | 0 | 0 |  |  |  |  | 0 | 0 | 0 |  |  |  |  | 0 | 0 | 0 |  |  |  |  | 0 | 0 | 0 |  |  |  |  | 0 | 0 | 0 |  |  |  |  | 0 | 0 | 0 |  |  |  |  | 0 | 0 | 0 |  |  |  |  | 0 | 0 | 0 |  |  |  |  | 0 | 0 | 0 |  |  |  |  | 0 | 0 | 0 |  |  |  |  | 0 | 0 | 0 |  |  |  |  | 0 | 0 | 0 |  |  |  |  | 0 | 0 | 0 |  |  |  |  | 0 | 0 | 0 |  |  |  |  | 0 | 0 | 0 |  |  |  |  | 0 | 0 | 0 |  |  |  |  | 0 | 0 | 0 |  |  |  |  | 0 | 0 | 0 |  |  |  |  | 0 | 0 | 0 |  |  |  |  | 0 | 0 | 0 |  |  |  |  | 0 | 0 | 0 |  |  |  |  | 0 | 0 | 0 |  |  |  |  | 0 | 0 | 0 |  |  |  |  | 0 | 0 | 0 |  |  |  |  | 0 | 0 | 0 |  |  |  |  | 0 | 0 | 0 |  |  |  |  | 0 | 0 | 0 |  |  |  |  | 0 | 0 | 0 |  |  |  |  | 0 | 0 | 0 |  |  |  |  | 0 | 0 | 0 |  |  |  |  | 0 | 0 | 0 |  |  |  |  | 0 | 0 | 0 |  |  |  |  | 0 | 0 | 0 |  |  |  |  | 0 | 0 | 0 |  |  |  |  | 0 | 0 | 0 |  |  |  |  | 0 | 0 | 0 |  |  |  |  | 0 | 0 | 0 |  |  |  |  | 0 | 0 | 0 |  |  |  |  | 0 | 0 | 0 |  |  |  |  | 0 | 0 | 0 |  |  |  |  | 0 | 0 | 0 |  |  |  |  | 0 | 0 | 0 |  |  |  |  | 0 | 0 | 0 |  |  |  |  | 0 | 0 | 0 |  |  |  |  | 0 | 0 | 0 |  |  |  |  | 0 | 0 | 0 |  |  |  |  | 0 | 0 | 0 |  |  |  |  | 0 | 0 | 0 |  |  |  |  | 0 | 0 | 0 |  |  |  |  | 0 | 0 | 0 |  |  |  |  | 0 | 0 | 0 |  |  |  |  | 0 | 0 | 0 |  |  |  |  | 0 | 0 | 0 |  |  |  |  | 0 | 0 | 0 |  |  |  |  | 0 | 0 | 0 |  |  |  |  | 0 | 0 | 0 |  |  |  |  | 0 | 0 | 0 |  |  |  |  | 0 | 0 | 0 |  |  |  |  | 0 | 0 | 0 |  |  |  |  | 0 | 0 | 0 |  |  |  |  | 0 | 0 | 0 |  |  |  |  | 0 | 0 | 0 |  |  |  |  | 0 | 0 | 0 |  |  |  |  | 0 | 0 | 0 |  |  |  |  | 0 | 0 | 0 |  |  |  |  | 0 | 0 | 0 |  |  |  |  | 0 | 0 | 0 |  |  |  |  | 0 | 0 | 0 |  |  |  |  | 0 | 0 | 0 |  |  |  |  | 0 | 0 | 0 |  |  |  |  | 0 | 0 | 0 |  |  |  |  | 0 | 0 | 0 |  |  |  |  | 0 | 0 | 0 |  |  |  |  | 0 | 0 | 0 |  |  |  |  | 0 | 0 | 0 |  |  |  |  | 0 | 0 | 0 |  |  |  |  | 0 | 0 | 0 |  |  |  |  | 0 | 0 | 0 |  |  |  |  | 0 | 0 | 0 |  |  |  |  | 0 | 0 | 0 |  |  |  |  | 0 | 0 | 0 |  |  |  |  | 0 | 0 | 0 |  |  |  |  | 0 | 0 | 0 |  |  |  |  | 0 | 0 | 0 |  |  |  |  | 0 | 0 | 0 |  |  |  |  | 0 | 0 | 0 |  |  |  |  | 0 | 0 | 0 |  |  |  |  | 0 | 0 | 0 |  |  |  |  | 0 | 0 | 0 |  |  |  |  | 0 | 0 | 0 |  |  |  |  | 0 | 0 | 0 |  |  |  |  | 0 | 0 | 0 |  |  |  |  | 0 | 0 | 0 |  |  |  |  | 0 | 0 | 0 |  |  |  |  | 0 | 0 | 0 |  |  |  |  | 0 | 0 | 0 |  |  |  |  | 0 | 0 | 0 |  |  |  |  | 0 | 0 | 0 |  |  |  |  | 0 | 0 | 0 |  |  |  |  | 0 | 0 | 0 |  |  |  |  | 0 | 0 | 0 |  |  |  |  | 0 | 0 | 0 |  |  |  |  | 0 | 0 | 0 |  |  |  |  | 0 | 0 | 0 |  |  |  |  | 0 | 0 | 0 |  |  |  |  | 0 | 0 | 0 |  |  |  |  | 0 | 0 | 0 |  |  |  |  | 0 | 0 | 0 |  |  |  |  | 0 | 0 | 0 |  |  |  |  | 0 | 0 | 0 |  |  |  |  | 0 | 0 | 0 |  |  |  |  | 0 | 0 | 0 |  |  |  |  | 0 | 0 | 0 |  |  |  |  | 0 | 0 | 0 |  |  |  |  | 0 | 0 | 0 |  |  |  |  | 0 | 0 | 0 |  |  |  |  | 0 | 0 | 0 |  |  |  |  | 0 | 0 | 0 |  |  |  |  | 0 | 0 | 0 |  |  |  |  | 0 | 0 | 0 |  |  |  |  | 0 | 0 | 0 |  |  |  |  | 0 | 0 | 0 |  |  |  |  | 0 | 0 | 0 |  |  |  |  | 0 | 0 | 0 |  |  |  |  | 0 | 0 | 0 |  |  |  |  | 0 | 0 | 0 |  |  |  |  | 0 | 0 | 0 |  |  |  |  | 0 | 0 | 0 |  |  |  |  | 0 | 0 | 0 |  |  |  |  | 0 | 0 | 0 |  |  |  |  | 0 | 0 | 0 |  |  |  |  | 0 | 0 | 0 |  |  |  |  | 0 | 0 | 0 |  |  |  |  | 0 | 0 | 0 |  |  |  |  | 0 | 0 | 0 |  |  |  |  | 0 | 0 | 0 |  |  |  |  | 0 | 0 | 0 |  |  |  |  | 0 | 0 | 0 |  |  |  |  | 0 | 0 | 0 |  |  |  |  | 0 | 0 | 0 |  |  |  |  | 0 | 0 | 0 |  |  |  |  | 0 | 0 | 0 |  |  |  |  | 0 | 0 | 0 |  |  |  |  | 0 | 0 | 0 |  |  |  |  | 0 | 0 | 0 |  |  |  |  | 0 | 0 | 0 |  |  |  |  | 0 | 0 | 0 |  |  |  |  | 0 | 0 | 0 |  |  |  |  | 0 | 0 | 0 |  |  |  |  | 0 | 0 | 0 |  |  |  |  | 0 | 0 | 0 |  |  |  |  | 0 | 0 | 0 |  |  |  |  | 0 | 0 | 0 |  |  |  |  | 0 | 0 | 0 |  |  |  |  | 0 | 0 | 0 |  |  |  |  | 0 | 0 | 0 |  |  |  |  | 0 | 0 | 0 |  |  |  |  | 0 | 0 | 0 |  |  |  |  | 0 | 0 | 0 |  |  |  |  | 0 | 0 | 0 |  |  |  |  | 0 | 0 | 0 |  |  |  |  | 0 | 0 | 0 |  |  |  |  | 0 | 0 | 0 |  |  |  |  | 0 | 0 | 0 |  |  |  |  | 0 | 0 | 0 |  |  |  |  | 0 | 0 | 0 |  |  |  |  | 0 | 0 | 0 |  |  |  |  | 0 | 0 | 0 |  |  |  |  | 0 | 0 | 0 |  |  |  |  | 0 | 0 | 0 |  |  |  |  | 0 | 0 | 0 |  |  |  |  | 0 | 0 | 0 |  |  |  |  | 0 | 0 | 0 |  |  |  |  | 0 | 0 | 0 |  |  |  |  | 0 | 0 | 0 |  |  |  |  | 0 | 0 | 0 |  |  |  |  | 0 | 0 | 0 |  |  |  |  | 0 | 0 | 0 |  |  |  |  | 0 | 0 | 0 |  |  |  |  | 0 | 0 | 0 |  |  |  |  | 0 | 0 | 0 |  |  |  |  | 0 | 0 | 0 |  |  |  |  | 0 | 0 | 0 |  |  |  |  | 0 | 0 | 0 |  |  |  |  | 0 | 0 | 0 |  |  |  |  | 0 | 0 | 0 |  |  |  |  | 0 | 0 | 0 |  |  |  |  | 0 | 0 | 0 |  |  |  |  | 0 | 0 | 0 |  |  |  |  | 0 | 0 | 0 |  |  |  |  | 0 | 0 | 0 |  |  |  |  | 0 | 0 | 0 |  |  |  |  | 0 | 0 | 0 |  |  |  |  | 0 | 0 | 0 |  |  |  |  | 0 | 0 | 0 |  |  |  |  | 0 | 0 | 0 |  |  |  |  | 0 | 0 | 0 |  |  |  |  | 0 | 0 | 0 |  |  |  |  | 0 | 0 | 0 |  |  |  |  | 0 | 0 | 0 |  |  |  |  | 0 | 0 | 0 |  |  |  |  | 0 | 0 | 0 |  |  |  |  | 0 | 0 | 0 |  |  |  |  | 0 | 0 | 0 |  |  |  |  | 0 | 0 | 0
|  |  | 0 | 0 | 0 |  |  |  |  | 0 | 0 | 0 |  |  |  |  | 0 | 0 | 0 |  |  |  |  | 0 | 0 | 0 |  |  |  |  | 0 | 0 | 0 |  |  |  |  | 0 | 0 | 0 |  |  |  |  | 0 | 0 | 0 |  |  |  |  | 0 | 0 | 0 |  |  |  |  | 0 | 0 | 0 |  |  |  |  | 0 | 0 | 0 |  |  |  |  | 0 | 0 | 0 |  |  |  |  | 0 | 0 | 0 |  |  |  |  | 0 | 0 | 0 |  |  |  |  | 0 | 0 | 0 |  |  |  |  | 0 | 0 | 0 |  |  |  |  | 0 | 0 | 0 |  |  |  |  | 0 | 0 | 0 |  |  |  |  | 0 | 0 | 0 |  |  |  |  | 0 | 0 | 0 |  |  |  |  | 0 | 0 | 0 |  |  |  |  | 0 | 0 | 0 |  |  |  |  | 0 | 0 | 0 |  |  |  |  | 0 | 0 | 0 |  |  |  |  | 0 | 0 | 0 |  |  |  |  | 0 | 0 | 0 |  |  |  |  | 0 | 0 | 0 |  |  |  |  | 0 | 0 | 0 |  |  |  |  | 0 | 0 | 0 |  |  |  |  | 0 | 0 | 0 |  |  |  |  | 0 | 0 | 0 |  |  |  |  | 0 | 0 | 0 |  |  |  |  | 0 | 0 | 0 |  |  |  |  | 0 | 0 | 0 |  |  |  |  | 0 | 0 | 0 |  |  |  |  | 0 | 0 | 0 |  |  |  |  | 0 | 0 | 0 |  |  |  |  | 0 | 0 | 0 |  |  |  |  | 0 | 0 | 0 |  |  |  |  | 0 | 0 | 0 |  |  |  |  | 0 | 0 | 0 |  |  |  |  | 0 | 0 | 0 |  |  |  |  | 0 | 0 | 0 |  |  |  |  | 0 | 0 | 0 |  |  |  |  | 0 | 0 | 0 |  |  |  |  | 0 | 0 | 0 |  |  |  |  | 0 | 0 | 0 |  |  |  |  | 0 | 0 | 0 |  |  |  |  | 0 | 0 | 0 |  |  |  |  | 0 | 0 | 0 |  |  |  |  | 0 | 0 | 0 |  |  |  |  | 0 | 0 | 0 |  |  |  |  | 0 | 0 | 0 |  |  |  |  | 0 | 0 | 0 |  |  |  |  | 0 | 0 | 0 |  |  |  |  | 0 | 0 | 0 |  |  |  |  | 0 | 0 | 0 |  |  |  |  | 0 | 0 | 0 |  |  |  |  | 0 | 0 | 0 |  |  |  |  | 0 | 0 | 0 |  |  |  |  | 0 | 0 | 0 |  |  |  |  | 0 | 0 | 0 |  |  |  |  | 0 | 0 | 0 |  |  |  |  | 0 | 0 | 0 |  |  |  |  | 0 | 0 | 0 |  |  |  |  | 0 | 0 | 0 |  |  |  |  | 0 | 0 | 0 |  |  |  |  | 0 | 0 | 0 |  |  |  |  | 0 | 0 | 0 |  |  |  |  | 0 | 0 | 0 |  |  |  |  | 0 | 0 | 0 |  |  |  |  | 0 | 0 | 0 |  |  |  |  | 0 | 0 | 0 |  |  |  |  | 0 | 0 | 0 |  |  |  |  | 0 | 0 | 0 |  |  |  |  | 0 | 0 | 0 |  |  |  |  | 0 | 0 | 0 |  |  |  |  | 0 | 0 | 0 |  |  |  |  | 0 | 0 | 0 |  |  |  |  | 0 | 0 | 0 |  |  |  |  | 0 | 0 | 0 |  |  |  |  | 0 | 0 | 0 |  |  |  |  | 0 | 0 | 0 |  |  |  |  | 0 | 0 | 0 |  |  |  |  | 0 | 0 | 0 |  |  |  |  | 0 | 0 | 0 |  |  |  |  | 0 | 0 | 0 |  |  |  |  | 0 | 0 | 0 |  |  |  |  | 0 | 0 | 0 |  |  |  |  | 0 | 0 | 0 |  |  |  |  | 0 | 0 | 0 |  |  |  |  | 0 | 0 | 0 |  |  |  |  | 0 | 0 | 0 |  |  |  |  | 0 | 0 | 0 |  |  |  |  | 0 | 0 | 0 |  |  |  |  | 0 | 0 | 0 |  |  |  |  | 0 | 0 | 0 |  |  |  |  | 0 | 0 | 0 |  |  |  |  | 0 | 0 | 0 |  |  |  |  | 0 | 0 | 0 |  |  |  |  | 0 | 0 | 0 |  |  |  |  | 0 | 0 | 0 |  |  |  |  | 0 | 0 | 0 |  |  |  |  | 0 | 0 | 0 |  |  |  |  | 0 | 0 | 0 |  |  |  |  | 0 | 0 | 0 |  |  |  |  | 0 | 0 | 0 |  |  |  |  | 0 | 0 | 0 |  |  |  |  | 0 | 0 | 0 |  |  |  |  | 0 | 0 | 0 |  |  |  |  | 0 | 0 | 0 |  |  |  |  | 0 | 0 | 0 |  |  |  |  | 0 | 0 | 0 |  |  |  |  | 0 | 0 | 0 |  |  |  |  | 0 | 0 | 0 |  |  |  |  | 0 | 0 | 0 |  |  |  |  | 0 | 0 | 0 |  |  |  |  | 0 | 0 | 0 |  |  |  |  | 0 | 0 | 0 |  |  |  |  | 0 | 0 | 0 |  |  |  |  | 0 | 0 | 0 |  |  |  |  | 0 | 0 | 0 |  |  |  |  | 0 | 0 | 0 |  |  |  |  | 0 | 0 | 0 |  |  |  |  | 0 | 0 | 0 |  |  |  |  | 0 | 0 | 0 |  |  |  |  | 0 | 0 | 0 |  |  |  |  | 0 | 0 | 0 |  |  |  |  | 0 | 0 | 0 |  |  |  |  | 0 | 0 | 0 |  |  |  |  | 0 | 0 | 0 |  |  |  |  | 0 | 0 | 0 |  |  |  |  | 0 | 0 | 0 |  |  |  |  | 0 | 0 | 0 |  |  |  |  | 0 | 0 | 0 |  |  |  |  | 0 | 0 | 0 |  |  |  |  | 0 | 0 | 0 |  |  |  |  | 0 | 0 | 0 |  |  |  |  | 0 | 0 | 0 |  |  |  |  | 0 | 0 | 0 |  |  |  |  | 0 | 0 | 0 |  |  |  |  | 0 | 0 | 0 |  |  |  |  | 0 | 0 | 0 |  |  |  |  | 0 | 0 | 0 |  |  |  |  | 0 | 0 | 0 |  |  |  |  | 0 | 0 | 0 |  |  |  |  | 0 | 0 | 0 |  |  |  |  | 0 | 0 | 0 |  |  |  |  | 0 | 0 | 0 |  |  |  |  | 0 | 0 | 0 |  |  |  |  | 0 | 0 | 0 |  |  |  |  | 0 | 0 | 0 |  |  |  |  | 0 | 0 | 0 |  |  |  |  | 0 | 0 | 0 |  |  |  |  | 0 | 0 | 0 |  |  |  |  | 0 | 0 | 0 |  |  |  |  | 0 | 0 | 0 |  |  |  |  | 0 | 0 | 0 |  |  |  |  | 0 | 0 | 0 |  |  |  |  | 0 | 0 | 0 |  |  |  |  | 0 | 0 | 0 |  |  |  |  | 0 | 0 | 0 |  |  |  |  | 0 | 0 | 0 |  |  |  |  | 0 | 0 | 0 |  |  |  |  | 0 | 0 | 0 |  |  |  |  | 0 | 0 | 0 |  |  |  |  | 0 | 0 | 0 |  |  |  |  | 0 | 0 | 0 |  |  |  |  | 0 | 0 | 0 |  |  |  |  | 0 | 0 | 0 |  |  |  |  | 0 | 0 | 0 |  |  |  |  | 0 | 0 | 0 |  |  |  |  | 0 | 0 | 0 |  |  |  |  | 0 | 0 | 0 |  |  |  |  | 0 | 0 | 0 |  |  |  |  | 0 | 0 | 0 |  |  |  |  | 0 | 0 | 0 |  |  |  |  | 0 | 0 | 0 |  |  |  |  | 0 | 0 | 0 |  |  |  |  | 0 | 0 | 0 |  |  |  |  | 0 | 0 | 0 |  |  |  |  | 0 | 0 | 0 |  |  |  |  | 0 | 0 | 0 |  |  |  |  | 0 | 0 | 0 |  |  |  |  | 0 | 0 | 0 |  |  |  |  | 0 | 0 | 0 |  |  |  |  | 0 | 0 | 0 |  |  |  |  | 0 | 0 | 0 |  |  |  |  | 0 | 0 | 0 |  |  |  |  | 0 | 0 | 0 |  |  |  |  | 0 | 0 | 0 |  |  |  |  | 0 | 0 | 0 |  |  |  |  | 0 | 0 | 0 |  |  |  |  | 0 | 0 | 0 |  |  |  |  | 0 | 0 | 0 |  |  |  |  | 0 | 0 | 0 |  |  |  |  | 0 | 0 | 0 |  |  |  |  | 0 | 0 | 0 |  |  |  |  | 0 | 0 | 0 |  |  |  |  | 0 | 0 | 0 |  |  |  |  | 0 | 0 | 0 |  |  |  |  | 0 | 0 | 0 |  |  |  |  | 0 | 0 | 0 |  |  |  |  | 0 | 0 | 0 |  |  |  |  | 0 | 0 | 0 |  |  |  |  | 0 | 0 | 0 |  |  |  |  | 0 | 0 | 0 |  |  |  |  | 0 | 0 | 0 |  |  |  |  | 0 | 0 | 0 |  |  |  |  | 0 | 0 | 0 |  |  |  |  | 0 | 0 | 0 |  |  |  |  | 0 | 0 | 0 |  |  |  |  | 0 | 0 | 0 |  |  |  |  | 0 | 0 | 0 |  |  |  |  | 0 | 0 | 0 |  |  |  |  | 0 | 0 | 0 |  |  |  |  | 0 | 0 | 0 |  |  |  |  | 0 | 0 | 0 |  |  |  |  | 0 | 0 | 0 |  |  |  |  | 0 | 0 | 0 |  |  |  |  | 0 | 0 | 0 |  |  |  |  | 0 | 0 | 0 |  |  |  |  | 0 | 0 | 0 |  |  |  |  | 0 | 0 | 0 |  |  |  |  | 0 | 0 | 0 |  |  |  |  | 0 | 0 | 0 |  |  |  |  | 0 | 0 | 0 |  |  |  |  | 0 | 0 | 0 |  |  |  |  | 0 | 0 | 0 |  |  |  |  | 0 | 0 | 0 |  |  |  |  | 0 | 0 | 0 |  |  |  |  | 0 | 0 | 0 |  |  |  |  | 0 | 0 | 0 |  |  |  |  | 0 | 0 | 0 |  |  |  |  | 0 | 0 | 0 |  |  |  |  | 0 | 0 | 0 |  |  |  |  | 0 | 0 | 0 |  |  |  |  | 0 | 0 | 0 |  |  |  |  | 0 | 0 | 0 |  |  |  |  | 0 | 0 | 0 |  |  |  |  | 0 | 0 | 0 |  |  |  |  | 0 | 0 | 0 |  |  |  |  | 0 | 0 | 0 |  |  |  |  | 0 | 0 | 0 |  |  |  |  | 0 | 0 | 0 |  |  |  |  | 0 | 0 | 0 |  |  |  |  | 0 | 0 | 0 |  |  |  |  | 0 | 0 | 0 |  |  |  |  | 0 | 0 | 0 |  |  |  |  | 0 | 0 | 0 |  |  |  |  | 0 | 0 | 0 |  |  |  |  | 0 | 0 | 0 |  |  |  |  | 0 | 0 | 0 |  |  |  |  | 0 | 0 | 0 |  |  |  |  | 0 | 0 | 0 |  |  |  |  | 0 | 0 | 0 |  |  |  |  | 0 | 0 | 0 |  |  |  |  | 0 | 0 | 0 |  |  |  |  | 0 | 0 | 0 |  |  |  |  | 0 | 0 | 0 |  |  |  |  | 0 | 0 | 0 |  |  |  |  | 0 | 0 | 0 |  |  |  |  | 0 | 0 | 0 |  |  |  |  | 0 | 0 | 0 |  |  |  |  | 0 | 0 | 0 |  |  |  |  | 0 | 0 | 0 |  |  |  |  | 0 | 0 | 0 |  |  |  |  | 0 | 0 | 0 |  |  |  |  | 0 | 0 | 0 |  |  |  |  | 0 | 0 | 0 |  |  |  |  | 0 | 0 | 0 |  |  |  |  | 0 | 0 | 0 |  |  |  |  | 0 | 0 | 0 |  |  |  |  | 0 | 0 | 0 |  |  |  |  | 0 | 0 | 0 |  |  |  |  | 0 | 0 | 0 |  |  |  |  | 0 | 0 | 0 |  |  |  |  | 0 | 0 | 0 |  |  |  |  | 0 | 0 | 0 |  |  |  |  | 0 | 0 | 0 |  |  |  |  | 0 | 0 | 0 |  |  |  |  | 0 | 0 | 0 |  |  |  |  | 0 | 0 | 0 |  |  |  |  | 0 | 0 | 0 |  |  |  |  | 0 | 0 | 0 |  |  |  |  | 0 | 0 | 0 |  |  |  |  | 0 | 0 | 0 |  |  |  |  | 0 | 0 | 0 |  |  |  |  | 0 | 0 | 0 |  |  |  |  | 0 | 0 | 0
|  |  | 0 | 0 | 0 |  |  |  |  | 0 | 0 | 0 |  |  |  |  | 0 | 0 | 0 |  |  |  |  | 0 | 0 | 0 |  |  |  |  | 0 | 0 | 0 |  |  |  |  | 0 | 0 | 0 |  |  |  |  | 0 | 0 | 0 |  |  |  |  | 0 | 0 | 0 |  |  |  |  | 0 | 0 | 0 |  |  |  |  | 0 | 0 | 0 |  |  |  |  | 0 | 0 | 0 |  |  |  |  | 0 | 0 | 0 |  |  |  |  | 0 | 0 | 0 |  |  |  |  | 0 | 0 | 0 |  |  |  |  | 0 | 0 | 0 |  |  |  |  | 0 | 0 | 0 |  |  |  |  | 0 | 0 | 0 |  |  |  |  | 0 | 0 | 0 |  |  |  |  | 0 | 0 | 0 |  |  |  |  | 0 | 0 | 0 |  |  |  |  | 0 | 0 | 0 |  |  |  |  | 0 | 0 | 0 |  |  |  |  | 0 | 0 | 0 |  |  |  |  | 0 | 0 | 0 |  |  |  |  | 0 | 0 | 0 |  |  |  |  | 0 | 0 | 0 |  |  |  |  | 0 | 0 | 0 |  |  |  |  | 0 | 0 | 0 |  |  |  |  | 0 | 0 | 0 |  |  |  |  | 0 | 0 | 0 |  |  |  |  | 0 | 0 | 0 |  |  |  |  | 0 | 0 | 0 |  |  |  |  | 0 | 0 | 0 |  |  |  |  | 0 | 0 | 0 |  |  |  |  | 0 | 0 | 0 |  |  |  |  | 0 | 0 | 0 |  |  |  |  | 0 | 0 | 0 |  |  |  |  | 0 | 0 | 0 |  |  |  |  | 0 | 0 | 0 |  |  |  |  | 0 | 0 | 0 |  |  |  |  | 0 | 0 | 0 |  |  |  |  | 0 | 0 | 0 |  |  |  |  | 0 | 0 | 0 |  |  |  |  | 0 | 0 | 0 |  |  |  |  | 0 | 0 | 0 |  |  |  |  | 0 | 0 | 0 |  |  |  |  | 0 | 0 | 0 |  |  |  |  | 0 | 0 | 0 |  |  |  |  | 0 | 0 | 0 |  |  |  |  | 0 | 0 | 0 |  |  |  |  | 0 | 0 | 0 |  |  |  |  | 0 | 0 | 0 |  |  |  |  | 0 | 0 | 0 |  |  |  |  | 0 | 0 | 0 |  |  |  |  | 0 | 0 | 0 |  |  |  |  | 0 | 0 | 0 |  |  |  |  | 0 | 0 | 0 |  |  |  |  | 0 | 0 | 0 |  |  |  |  | 0 | 0 | 0 |  |  |  |  | 0 | 0 | 0 |  |  |  |  | 0 | 0 | 0 |  |  |  |  | 0 | 0 | 0 |  |  |  |  | 0 | 0 | 0 |  |  |  |  | 0 | 0 | 0 |  |  |  |  | 0 | 0 | 0 |  |  |  |  | 0 | 0 | 0 |  |  |  |  | 0 | 0 | 0 |  |  |  |  | 0 | 0 | 0 |  |  |  |  | 0 | 0 | 0 |  |  |  |  | 0 | 0 | 0 |  |  |  |  | 0 | 0 | 0 |  |  |  |  | 0 | 0 | 0 |  |  |  |  | 0 | 0 | 0 |  |  |  |  | 0 | 0 | 0 |  |  |  |  | 0 | 0 | 0 |  |  |  |  | 0 | 0 | 0 |  |  |  |  | 0 | 0 | 0 |  |  |  |  | 0 | 0 | 0 |  |  |  |  | 0 | 0 | 0 |  |  |  |  | 0 | 0 | 0 |  |  |  |  | 0 | 0 | 0 |  |  |  |  | 0 | 0 | 0 |  |  |  |  | 0 | 0 | 0 |  |  |  |  | 0 | 0 | 0 |  |  |  |  | 0 | 0 | 0 |  |  |  |  | 0 | 0 | 0 |  |  |  |  | 0 | 0 | 0 |  |  |  |  | 0 | 0 | 0 |  |  |  |  | 0 | 0 | 0 |  |  |  |  | 0 | 0 | 0 |  |  |  |  | 0 | 0 | 0 |  |  |  |  | 0 | 0 | 0 |  |  |  |  | 0 | 0 | 0 |  |  |  |  | 0 | 0 | 0 |  |  |  |  | 0 | 0 | 0 |  |  |  |  | 0 | 0 | 0 |  |  |  |  | 0 | 0 | 0 |  |  |  |  | 0 | 0 | 0 |  |  |  |  | 0 | 0 | 0 |  |  |  |  | 0 | 0 | 0 |  |  |  |  | 0 | 0 | 0 |  |  |  |  | 0 | 0 | 0 |  |  |  |  | 0 | 0 | 0 |  |  |  |  | 0 | 0 | 0 |  |  |  |  | 0 | 0 | 0 |  |  |  |  | 0 | 0 | 0 |  |  |  |  | 0 | 0 | 0 |  |  |  |  | 0 | 0 | 0 |  |  |  |  | 0 | 0 | 0 |  |  |  |  | 0 | 0 | 0 |  |  |  |  | 0 | 0 | 0 |  |  |  |  | 0 | 0 | 0 |  |  |  |  | 0 | 0 | 0 |  |  |  |  | 0 | 0 | 0 |  |  |  |  | 0 | 0 | 0 |  |  |  |  | 0 | 0 | 0 |  |  |  |  | 0 | 0 | 0 |  |  |  |  | 0 | 0 | 0 |  |  |  |  | 0 | 0 | 0 |  |  |  |  | 0 | 0 | 0 |  |  |  |  | 0 | 0 | 0 |  |  |  |  | 0 | 0 | 0 |  |  |  |  | 0 | 0 | 0 |  |  |  |  | 0 | 0 | 0 |  |  |  |  | 0 | 0 | 0 |  |  |  |  | 0 | 0 | 0 |  |  |  |  | 0 | 0 | 0 |  |  |  |  | 0 | 0 | 0 |  |  |  |  | 0 | 0 | 0 |  |  |  |  | 0 | 0 | 0 |  |  |  |  | 0 | 0 | 0 |  |  |  |  | 0 | 0 | 0 |  |  |  |  | 0 | 0 | 0 |  |  |  |  | 0 | 0 | 0 |  |  |  |  | 0 | 0 | 0 |  |  |  |  | 0 | 0 | 0 |  |  |  |  | 0 | 0 | 0 |  |  |  |  | 0 | 0 | 0 |  |  |  |  | 0 | 0 | 0 |  |  |  |  | 0 | 0 | 0 |  |  |  |  | 0 | 0 | 0 |  |  |  |  | 0 | 0 | 0 |  |  |  |  | 0 | 0 | 0 |  |  |  |  | 0 | 0 | 0 |  |  |  |  | 0 | 0 | 0 |  |  |  |  | 0 | 0 | 0 |  |  |  |  | 0 | 0 | 0 |  |  |  |  | 0 | 0 | 0 |  |  |  |  | 0 | 0 | 0 |  |  |  |  | 0 | 0 | 0 |  |  |  |  | 0 | 0 | 0 |  |  |  |  | 0 | 0 | 0 |  |  |  |  | 0 | 0 | 0 |  |  |  |  | 0 | 0 | 0 |  |  |  |  | 0 | 0 | 0 |  |  |  |  | 0 | 0 | 0 |  |  |  |  | 0 | 0 | 0 |  |  |  |  | 0 | 0 | 0 |  |  |  |  | 0 | 0 | 0 |  |  |  |  | 0 | 0 | 0 |  |  |  |  | 0 | 0 | 0 |  |  |  |  | 0 | 0 | 0 |  |  |  |  | 0 | 0 | 0 |  |  |  |  | 0 | 0 | 0 |  |  |  |  | 0 | 0 | 0 |  |  |  |  | 0 | 0 | 0 |  |  |  |  | 0 | 0 | 0 |  |  |  |  | 0 | 0 | 0 |  |  |  |  | 0 | 0 | 0 |  |  |  |  | 0 | 0 | 0 |  |  |  |  | 0 | 0 | 0 |  |  |  |  | 0 | 0 | 0 |  |  |  |  | 0 | 0 | 0 |  |  |  |  | 0 | 0 | 0 |  |  |  |  | 0 | 0 | 0 |  |  |  |  | 0 | 0 | 0 |  |  |  |  | 0 | 0 | 0 |  |  |  |  | 0 | 0 | 0 |  |  |  |  | 0 | 0 | 0 |  |  |  |  | 0 | 0 | 0 |  |  |  |  | 0 | 0 | 0 |  |  |  |  | 0 | 0 | 0 |  |  |  |  | 0 | 0 | 0 |  |  |  |  | 0 | 0 | 0 |  |  |  |  | 0 | 0 | 0 |  |  |  |  | 0 | 0 | 0 |  |  |  |  | 0 | 0 | 0 |  |  |  |  | 0 | 0 | 0 |  |  |  |  | 0 | 0 | 0 |  |  |  |  | 0 | 0 | 0 |  |  |  |  | 0 | 0 | 0 |  |  |  |  | 0 | 0 | 0 |  |  |  |  | 0 | 0 | 0 |  |  |  |  | 0 | 0 | 0 |  |  |  |  | 0 | 0 | 0 |  |  |  |  | 0 | 0 | 0 |  |  |  |  | 0 | 0 | 0 |  |  |  |  | 0 | 0 | 0 |  |  |  |  | 0 | 0 | 0 |  |  |  |  | 0 | 0 | 0 |  |  |  |  | 0 | 0 | 0 |  |  |  |  | 0 | 0 | 0 |  |  |  |  | 0 | 0 | 0 |  |  |  |  | 0 | 0 | 0 |  |  |  |  | 0 | 0 | 0 |  |  |  |  | 0 | 0 | 0 |  |  |  |  | 0 | 0 | 0 |  |  |  |  | 0 | 0 | 0 |  |  |  |  | 0 | 0 | 0 |  |  |  |  | 0 | 0 | 0 |  |  |  |  | 0 | 0 | 0 |  |  |  |  | 0 | 0 | 0 |  |  |  |  | 0 | 0 | 0 |  |  |  |  | 0 | 0 | 0 |  |  |  |  | 0 | 0 | 0 |  |  |  |  | 0 | 0 | 0 |  |  |  |  | 0 | 0 | 0 |  |  |  |  | 0 | 0 | 0 |  |  |  |  | 0 | 0 | 0 |  |  |  |  | 0 | 0 | 0 |  |  |  |  | 0 | 0 | 0 |  |  |  |  | 0 | 0 | 0 |  |  |  |  | 0 | 0 | 0 |  |  |  |  | 0 | 0 | 0 |  |  |  |  | 0 | 0 | 0 |  |  |  |  | 0 | 0 | 0 |  |  |  |  | 0 | 0 | 0 |  |  |  |  | 0 | 0 | 0 |  |  |  |  | 0 | 0 | 0 |  |  |  |  | 0 | 0 | 0 |  |  |  |  | 0 | 0 | 0 |  |  |  |  | 0 | 0 | 0 |  |  |  |  | 0 | 0 | 0 |  |  |  |  | 0 | 0 | 0 |  |  |  |  | 0 | 0 | 0 |  |  |  |  | 0 | 0 | 0 |  |  |  |  | 0 | 0 | 0 |  |  |  |  | 0 | 0 | 0 |  |  |  |  | 0 | 0 | 0 |  |  |  |  | 0 | 0 | 0 |  |  |  |  | 0 | 0 | 0 |  |  |  |  | 0 | 0 | 0 |  |  |  |  | 0 | 0 | 0 |  |  |  |  | 0 | 0 | 0 |  |  |  |  | 0 | 0 | 0 |  |  |  |  | 0 | 0 | 0 |  |  |  |  | 0 | 0 | 0 |  |  |  |  | 0 | 0 | 0 |  |  |  |  | 0 | 0 | 0 |  |  |  |  | 0 | 0 | 0 |  |  |  |  | 0 | 0 | 0 |  |  |  |  | 0 | 0 | 0 |  |  |  |  | 0 | 0 | 0 |  |  |  |  | 0 | 0 | 0 |  |  |  |  | 0 | 0 | 0 |  |  |  |  | 0 | 0 | 0 |  |  |  |  | 0 | 0 | 0 |  |  |  |  | 0 | 0 | 0 |  |  |  |  | 0 | 0 | 0 |  |  |  |  | 0 | 0 | 0 |  |  |  |  | 0 | 0 | 0 |  |  |  |  | 0 | 0 | 0 |  |  |  |  | 0 | 0 | 0 |  |  |  |  | 0 | 0 | 0 |  |  |  |  | 0 | 0 | 0 |  |  |  |  | 0 | 0 | 0 |  |  |  |  | 0 | 0 | 0 |  |  |  |  | 0 | 0 | 0 |  |  |  |  | 0 | 0 | 0 |  |  |  |  | 0 | 0 | 0 |  |  |  |  | 0 | 0 | 0 |  |  |  |  | 0 | 0 | 0 |  |  |  |  | 0 | 0 | 0 |  |  |  |  | 0 | 0 | 0 |  |  |  |  | 0 | 0 | 0 |  |  |  |  | 0 | 0 | 0 |  |  |  |  | 0 | 0 | 0 |  |  |  |  | 0 | 0 | 0 |  |  |  |  | 0 | 0 | 0 |  |  |  |  | 0 | 0 | 0 |  |  |  |  | 0 | 0 | 0 |  |  |  |  | 0 | 0 | 0 |  |  |  |  | 0 | 0 | 0 |  |  |  |  | 0 | 0 | 0 |  |  |  |  | 0 | 0 | 0 |  |  |  |  | 0 | 0 | 0 |  |  |  |  | 0 | 0 | 0 |  |  |  |  | 0 | 0 | 0 |  |  |  |  | 0 | 0 | 0
|  |  | 0 | 0 | 0 |  |  |  |  | 0 | 0 | 0 |  |  |  |  | 0 | 0 | 0 |  |  |  |  | 0 | 0 | 0 |  |  |  |  | 0 | 0 | 0 |  |  |  |  | 0 | 0 | 0 |  |  |  |  | 0 | 0 | 0 |  |  |  |  | 0 | 0 | 0 |  |  |  |  | 0 | 0 | 0 |  |  |  |  | 0 | 0 | 0 |  |  |  |  | 0 | 0 | 0 |  |  |  |  | 0 | 0 | 0 |  |  |  |  | 0 | 0 | 0 |  |  |  |  | 0 | 0 | 0 |  |  |  |  | 0 | 0 | 0 |  |  |  |  | 0 | 0 | 0 |  |  |  |  | 0 | 0 | 0 |  |  |  |  | 0 | 0 | 0 |  |  |  |  | 0 | 0 | 0 |  |  |  |  | 0 | 0 | 0 |  |  |  |  | 0 | 0 | 0 |  |  |  |  | 0 | 0 | 0 |  |  |  |  | 0 | 0 | 0 |  |  |  |  | 0 | 0 | 0 |  |  |  |  | 0 | 0 | 0 |  |  |  |  | 0 | 0 | 0 |  |  |  |  | 0 | 0 | 0 |  |  |  |  | 0 | 0 | 0 |  |  |  |  | 0 | 0 | 0 |  |  |  |  | 0 | 0 | 0 |  |  |  |  | 0 | 0 | 0 |  |  |  |  | 0 | 0 | 0 |  |  |  |  | 0 | 0 | 0 |  |  |  |  | 0 | 0 | 0 |  |  |  |  | 0 | 0 | 0 |  |  |  |  | 0 | 0 | 0 |  |  |  |  | 0 | 0 | 0 |  |  |  |  | 0 | 0 | 0 |  |  |  |  | 0 | 0 | 0 |  |  |  |  | 0 | 0 | 0 |  |  |  |  | 0 | 0 | 0 |  |  |  |  | 0 | 0 | 0 |  |  |  |  | 0 | 0 | 0 |  |  |  |  | 0 | 0 | 0 |  |  |  |  | 0 | 0 | 0 |  |  |  |  | 0 | 0 | 0 |  |  |  |  | 0 | 0 | 0 |  |  |  |  | 0 | 0 | 0 |  |  |  |  | 0 | 0 | 0 |  |  |  |  | 0 | 0 | 0 |  |  |  |  | 0 | 0 | 0 |  |  |  |  | 0 | 0 | 0 |  |  |  |  | 0 | 0 | 0 |  |  |  |  | 0 | 0 | 0 |  |  |  |  | 0 | 0 | 0 |  |  |  |  | 0 | 0 | 0 |  |  |  |  | 0 | 0 | 0 |  |  |  |  | 0 | 0 | 0 |  |  |  |  | 0 | 0 | 0 |  |  |  |  | 0 | 0 | 0 |  |  |  |  | 0 | 0 | 0 |  |  |  |  | 0 | 0 | 0 |  |  |  |  | 0 | 0 | 0 |  |  |  |  | 0 | 0 | 0 |  |  |  |  | 0 | 0 | 0 |  |  |  |  | 0 | 0 | 0 |  |  |  |  | 0 | 0 | 0 |  |  |  |  | 0 | 0 | 0 |  |  |  |  | 0 | 0 | 0 |  |  |  |  | 0 | 0 | 0 |  |  |  |  | 0 | 0 | 0 |  |  |  |  | 0 | 0 | 0 |  |  |  |  | 0 | 0 | 0 |  |  |  |  | 0 | 0 | 0 |  |  |  |  | 0 | 0 | 0 |  |  |  |  | 0 | 0 | 0 |  |  |  |  | 0 | 0 | 0 |  |  |  |  | 0 | 0 | 0 |  |  |  |  | 0 | 0 | 0 |  |  |  |  | 0 | 0 | 0 |  |  |  |  | 0 | 0 | 0 |  |  |  |  | 0 | 0 | 0 |  |  |  |  | 0 | 0 | 0 |  |  |  |  | 0 | 0 | 0 |  |  |  |  | 0 | 0 | 0 |  |  |  |  | 0 | 0 | 0 |  |  |  |  | 0 | 0 | 0 |  |  |  |  | 0 | 0 | 0 |  |  |  |  | 0 | 0 | 0 |  |  |  |  | 0 | 0 | 0 |  |  |  |  | 0 | 0 | 0 |  |  |  |  | 0 | 0 | 0 |  |  |  |  | 0 | 0 | 0 |  |  |  |  | 0 | 0 | 0 |  |  |  |  | 0 | 0 | 0 |  |  |  |  | 0 | 0 | 0 |  |  |  |  | 0 | 0 | 0 |  |  |  |  | 0 | 0 | 0 |  |  |  |  | 0 | 0 | 0 |  |  |  |  | 0 | 0 | 0 |  |  |  |  | 0 | 0 | 0 |  |  |  |  | 0 | 0 | 0 |  |  |  |  | 0 | 0 | 0 |  |  |  |  | 0 | 0 | 0 |  |  |  |  | 0 | 0 | 0 |  |  |  |  | 0 | 0 | 0 |  |  |  |  | 0 | 0 | 0 |  |  |  |  | 0 | 0 | 0 |  |  |  |  | 0 | 0 | 0 |  |  |  |  | 0 | 0 | 0 |  |  |  |  | 0 | 0 | 0 |  |  |  |  | 0 | 0 | 0 |  |  |  |  | 0 | 0 | 0 |  |  |  |  | 0 | 0 | 0 |  |  |  |  | 0 | 0 | 0 |  |  |  |  | 0 | 0 | 0 |  |  |  |  | 0 | 0 | 0 |  |  |  |  | 0 | 0 | 0 |  |  |  |  | 0 | 0 | 0 |  |  |  |  | 0 | 0 | 0 |  |  |  |  | 0 | 0 | 0 |  |  |  |  | 0 | 0 | 0 |  |  |  |  | 0 | 0 | 0 |  |  |  |  | 0 | 0 | 0 |  |  |  |  | 0 | 0 | 0 |  |  |  |  | 0 | 0 | 0 |  |  |  |  | 0 | 0 | 0 |  |  |  |  | 0 | 0 | 0 |  |  |  |  | 0 | 0 | 0 |  |  |  |  | 0 | 0 | 0 |  |  |  |  | 0 | 0 | 0 |  |  |  |  | 0 | 0 | 0 |  |  |  |  | 0 | 0 | 0 |  |  |  |  | 0 | 0 | 0 |  |  |  |  | 0 | 0 | 0 |  |  |  |  | 0 | 0 | 0 |  |  |  |  | 0 | 0 | 0 |  |  |  |  | 0 | 0 | 0 |  |  |  |  | 0 | 0 | 0 |  |  |  |  | 0 | 0 | 0 |  |  |  |  | 0 | 0 | 0 |  |  |  |  | 0 | 0 | 0 |  |  |  |  | 0 | 0 | 0 |  |  |  |  | 0 | 0 | 0 |  |  |  |  | 0 | 0 | 0 |  |  |  |  | 0 | 0 | 0 |  |  |  |  | 0 | 0 | 0 |  |  |  |  | 0 | 0 | 0 |  |  |  |  | 0 | 0 | 0 |  |  |  |  | 0 | 0 | 0 |  |  |  |  | 0 | 0 | 0 |  |  |  |  | 0 | 0 | 0 |  |  |  |  | 0 | 0 | 0 |  |  |  |  | 0 | 0 | 0 |  |  |  |  | 0 | 0 | 0 |  |  |  |  | 0 | 0 | 0 |  |  |  |  | 0 | 0 | 0 |  |  |  |  | 0 | 0 | 0 |  |  |  |  | 0 | 0 | 0 |  |  |  |  | 0 | 0 | 0 |  |  |  |  | 0 | 0 | 0 |  |  |  |  | 0 | 0 | 0 |  |  |  |  | 0 | 0 | 0 |  |  |  |  | 0 | 0 | 0 |  |  |  |  | 0 | 0 | 0 |  |  |  |  | 0 | 0 | 0 |  |  |  |  | 0 | 0 | 0 |  |  |  |  | 0 | 0 | 0 |  |  |  |  | 0 | 0 | 0 |  |  |  |  | 0 | 0 | 0 |  |  |  |  | 0 | 0 | 0 |  |  |  |  | 0 | 0 | 0 |  |  |  |  | 0 | 0 | 0 |  |  |  |  | 0 | 0 | 0 |  |  |  |  | 0 | 0 | 0 |  |  |  |  | 0 | 0 | 0 |  |  |  |  | 0 | 0 | 0 |  |  |  |  | 0 | 0 | 0 |  |  |  |  | 0 | 0 | 0 |  |  |  |  | 0 | 0 | 0 |  |  |  |  | 0 | 0 | 0 |  |  |  |  | 0 | 0 | 0 |  |  |  |  | 0 | 0 | 0 |  |  |  |  | 0 | 0 | 0 |  |  |  |  | 0 | 0 | 0 |  |  |  |  | 0 | 0 | 0 |  |  |  |  | 0 | 0 | 0 |  |  |  |  | 0 | 0 | 0 |  |  |  |  | 0 | 0 | 0 |  |  |  |  | 0 | 0 | 0 |  |  |  |  | 0 | 0 | 0 |  |  |  |  | 0 | 0 | 0 |  |  |  |  | 0 | 0 | 0 |  |  |  |  | 0 | 0 | 0 |  |  |  |  | 0 | 0 | 0 |  |  |  |  | 0 | 0 | 0 |  |  |  |  | 0 | 0 | 0 |  |  |  |  | 0 | 0 | 0 |  |  |  |  | 0 | 0 | 0 |  |  |  |  | 0 | 0 | 0 |  |  |  |  | 0 | 0 | 0 |  |  |  |  | 0 | 0 | 0 |  |  |  |  | 0 | 0 | 0 |  |  |  |  | 0 | 0 | 0 |  |  |  |  | 0 | 0 | 0 |  |  |  |  | 0 | 0 | 0 |  |  |  |  | 0 | 0 | 0 |  |  |  |  | 0 | 0 | 0 |  |  |  |  | 0 | 0 | 0 |  |  |  |  | 0 | 0 | 0 |  |  |  |  | 0 | 0 | 0 |  |  |  |  | 0 | 0 | 0 |  |  |  |  | 0 | 0 | 0 |  |  |  |  | 0 | 0 | 0 |  |  |  |  | 0 | 0 | 0 |  |  |  |  | 0 | 0 | 0 |  |  |  |  | 0 | 0 | 0 |  |  |  |  | 0 | 0 | 0 |  |  |  |  | 0 | 0 | 0 |  |  |  |  | 0 | 0 | 0 |  |  |  |  | 0 | 0 | 0 |  |  |  |  | 0 | 0 | 0 |  |  |  |  | 0 | 0 | 0 |  |  |  |  | 0 | 0 | 0 |  |  |  |  | 0 | 0 | 0 |  |  |  |  | 0 | 0 | 0 |  |  |  |  | 0 | 0 | 0 |  |  |  |  | 0 | 0 | 0 |  |  |  |  | 0 | 0 | 0 |  |  |  |  | 0 | 0 | 0 |  |  |  |  | 0 | 0 | 0 |  |  |  |  | 0 | 0 | 0 |  |  |  |  | 0 | 0 | 0 |  |  |  |  | 0 | 0 | 0 |  |  |  |  | 0 | 0 | 0 |  |  |  |  | 0 | 0 | 0 |  |  |  |  | 0 | 0 | 0 |  |  |  |  | 0 | 0 | 0 |  |  |  |  | 0 | 0 | 0 |  |  |  |  | 0 | 0 | 0 |  |  |  |  | 0 | 0 | 0 |  |  |  |  | 0 | 0 | 0 |  |  |  |  | 0 | 0 | 0 |  |  |  |  | 0 | 0 | 0 |  |  |  |  | 0 | 0 | 0 |  |  |  |  | 0 | 0 | 0 |  |  |  |  | 0 | 0 | 0 |  |  |  |  | 0 | 0 | 0 |  |  |  |  | 0 | 0 | 0 |  |  |  |  | 0 | 0 | 0 |  |  |  |  | 0 | 0 | 0 |  |  |  |  | 0 | 0 | 0 |  |  |  |  | 0 | 0 | 0 |  |  |  |  | 0 | 0 | 0 |  |  |  |  | 0 | 0 | 0 |  |  |  |  | 0 | 0 | 0 |  |  |  |  | 0 | 0 | 0 |  |  |  |  | 0 | 0 | 0 |  |  |  |  | 0 | 0 | 0 |  |  |  |  | 0 | 0 | 0 |  |  |  |  | 0 | 0 | 0 |  |  |  |  | 0 | 0 | 0 |  |  |  |  | 0 | 0 | 0 |  |  |  |  | 0 | 0 | 0 |  |  |  |  | 0 | 0 | 0 |  |  |  |  | 0 | 0 | 0 |  |  |  |  | 0 | 0 | 0 |  |  |  |  | 0 | 0 | 0 |  |  |  |  | 0 | 0 | 0 |  |  |  |  | 0 | 0 | 0 |  |  |  |  | 0 | 0 | 0 |  |  |  |  | 0 | 0 | 0 |  |  |  |  | 0 | 0 | 0 |  |  |  |  | 0 | 0 | 0 |  |  |  |  | 0 | 0 | 0 |  |  |  |  | 0 | 0 | 0 |  |  |  |  | 0 | 0 | 0 |  |  |  |  | 0 | 0 | 0 |  |  |  |  | 0 | 0 | 0 |  |  |  |  | 0 | 0 | 0 |  |  |  |  | 0 | 0 | 0 |  |  |  |  | 0 | 0 | 0 |  |  |  |  | 0 | 0 | 0 |  |  |  |  | 0 | 0 | 0 |  |  |  |  | 0 | 0 | 0 |  |  |  |  | 0 | 0 | 0 |  |  |  |  | 0 | 0 | 0 |  |  |  |  | 0 | 0 | 0 |  |  |  |  | 0 | 0 | 0
|  |  | 0 | 0 | 0 |  |  |  |  | 0 | 0 | 0 |  |  |  |  | 0 | 0 | 0 |  |  |  |  | 0 | 0 | 0 |  |  |  |  | 0 | 0 | 0 |  |  |  |  | 0 | 0 | 0 |  |  |  |  | 0 | 0 | 0 |  |  |  |  | 0 | 0 | 0 |  |  |  |  | 0 | 0 | 0 |  |  |  |  | 0 | 0 | 0 |  |  |  |  | 0 | 0 | 0 |  |  |  |  | 0 | 0 | 0 |  |  |  |  | 0 | 0 | 0 |  |  |  |  | 0 | 0 | 0 |  |  |  |  | 0 | 0 | 0 |  |  |  |  | 0 | 0 | 0 |  |  |  |  | 0 | 0 | 0 |  |  |  |  | 0 | 0 | 0 |  |  |  |  | 0 | 0 | 0 |  |  |  |  | 0 | 0 | 0 |  |  |  |  | 0 | 0 | 0 |  |  |  |  | 0 | 0 | 0 |  |  |  |  | 0 | 0 | 0 |  |  |  |  | 0 | 0 | 0 |  |  |  |  | 0 | 0 | 0 |  |  |  |  | 0 | 0 | 0 |  |  |  |  | 0 | 0 | 0 |  |  |  |  | 0 | 0 | 0 |  |  |  |  | 0 | 0 | 0 |  |  |  |  | 0 | 0 | 0 |  |  |  |  | 0 | 0 | 0 |  |  |  |  | 0 | 0 | 0 |  |  |  |  | 0 | 0 | 0 |  |  |  |  | 0 | 0 | 0 |  |  |  |  | 0 | 0 | 0 |  |  |  |  | 0 | 0 | 0 |  |  |  |  | 0 | 0 | 0 |  |  |  |  | 0 | 0 | 0 |  |  |  |  | 0 | 0 | 0 |  |  |  |  | 0 | 0 | 0 |  |  |  |  | 0 | 0 | 0 |  |  |  |  | 0 | 0 | 0 |  |  |  |  | 0 | 0 | 0 |  |  |  |  | 0 | 0 | 0 |  |  |  |  | 0 | 0 | 0 |  |  |  |  | 0 | 0 | 0 |  |  |  |  | 0 | 0 | 0 |  |  |  |  | 0 | 0 | 0 |  |  |  |  | 0 | 0 | 0 |  |  |  |  | 0 | 0 | 0 |  |  |  |  | 0 | 0 | 0 |  |  |  |  | 0 | 0 | 0 |  |  |  |  | 0 | 0 | 0 |  |  |  |  | 0 | 0 | 0 |  |  |  |  | 0 | 0 | 0 |  |  |  |  | 0 | 0 | 0 |  |  |  |  | 0 | 0 | 0 |  |  |  |  | 0 | 0 | 0 |  |  |  |  | 0 | 0 | 0 |  |  |  |  | 0 | 0 | 0 |  |  |  |  | 0 | 0 | 0 |  |  |  |  | 0 | 0 | 0 |  |  |  |  | 0 | 0 | 0 |  |  |  |  | 0 | 0 | 0 |  |  |  |  | 0 | 0 | 0 |  |  |  |  | 0 | 0 | 0 |  |  |  |  | 0 | 0 | 0 |  |  |  |  | 0 | 0 | 0 |  |  |  |  | 0 | 0 | 0 |  |  |  |  | 0 | 0 | 0 |  |  |  |  | 0 | 0 | 0 |  |  |  |  | 0 | 0 | 0 |  |  |  |  | 0 | 0 | 0 |  |  |  |  | 0 | 0 | 0 |  |  |  |  | 0 | 0 | 0 |  |  |  |  | 0 | 0 | 0 |  |  |  |  | 0 | 0 | 0 |  |  |  |  | 0 | 0 | 0 |  |  |  |  | 0 | 0 | 0 |  |  |  |  | 0 | 0 | 0 |  |  |  |  | 0 | 0 | 0 |  |  |  |  | 0 | 0 | 0 |  |  |  |  | 0 | 0 | 0 |  |  |  |  | 0 | 0 | 0 |  |  |  |  | 0 | 0 | 0 |  |  |  |  | 0 | 0 | 0 |  |  |  |  | 0 | 0 | 0 |  |  |  |  | 0 | 0 | 0 |  |  |  |  | 0 | 0 | 0 |  |  |  |  | 0 | 0 | 0 |  |  |  |  | 0 | 0 | 0 |  |  |  |  | 0 | 0 | 0 |  |  |  |  | 0 | 0 | 0 |  |  |  |  | 0 | 0 | 0 |  |  |  |  | 0 | 0 | 0 |  |  |  |  | 0 | 0 | 0 |  |  |  |  | 0 | 0 | 0 |  |  |  |  | 0 | 0 | 0 |  |  |  |  | 0 | 0 | 0 |  |  |  |  | 0 | 0 | 0 |  |  |  |  | 0 | 0 | 0 |  |  |  |  | 0 | 0 | 0 |  |  |  |  | 0 | 0 | 0 |  |  |  |  | 0 | 0 | 0 |  |  |  |  | 0 | 0 | 0 |  |  |  |  | 0 | 0 | 0 |  |  |  |  | 0 | 0 | 0 |  |  |  |  | 0 | 0 | 0 |  |  |  |  | 0 | 0 | 0 |  |  |  |  | 0 | 0 | 0 |  |  |  |  | 0 | 0 | 0 |  |  |  |  | 0 | 0 | 0 |  |  |  |  | 0 | 0 | 0 |  |  |  |  | 0 | 0 | 0 |  |  |  |  | 0 | 0 | 0 |  |  |  |  | 0 | 0 | 0 |  |  |  |  | 0 | 0 | 0 |  |  |  |  | 0 | 0 | 0 |  |  |  |  | 0 | 0 | 0 |  |  |  |  | 0 | 0 | 0 |  |  |  |  | 0 | 0 | 0 |  |  |  |  | 0 | 0 | 0 |  |  |  |  | 0 | 0 | 0 |  |  |  |  | 0 | 0 | 0 |  |  |  |  | 0 | 0 | 0 |  |  |  |  | 0 | 0 | 0 |  |  |  |  | 0 | 0 | 0 |  |  |  |  | 0 | 0 | 0 |  |  |  |  | 0 | 0 | 0 |  |  |  |  | 0 | 0 | 0 |  |  |  |  | 0 | 0 | 0 |  |  |  |  | 0 | 0 | 0 |  |  |  |  | 0 | 0 | 0 |  |  |  |  | 0 | 0 | 0 |  |  |  |  | 0 | 0 | 0 |  |  |  |  | 0 | 0 | 0 |  |  |  |  | 0 | 0 | 0 |  |  |  |  | 0 | 0 | 0 |  |  |  |  | 0 | 0 | 0 |  |  |  |  | 0 | 0 | 0 |  |  |  |  | 0 | 0 | 0 |  |  |  |  | 0 | 0 | 0 |  |  |  |  | 0 | 0 | 0 |  |  |  |  | 0 | 0 | 0 |  |  |  |  | 0 | 0 | 0 |  |  |  |  | 0 | 0 | 0 |  |  |  |  | 0 | 0 | 0 |  |  |  |  | 0 | 0 | 0 |  |  |  |  | 0 | 0 | 0 |  |  |  |  | 0 | 0 | 0 |  |  |  |  | 0 | 0 | 0 |  |  |  |  | 0 | 0 | 0 |  |  |  |  | 0 | 0 | 0 |  |  |  |  | 0 | 0 | 0 |  |  |  |  | 0 | 0 | 0 |  |  |  |  | 0 | 0 | 0 |  |  |  |  | 0 | 0 | 0 |  |  |  |  | 0 | 0 | 0 |  |  |  |  | 0 | 0 | 0 |  |  |  |  | 0 | 0 | 0 |  |  |  |  | 0 | 0 | 0 |  |  |  |  | 0 | 0 | 0 |  |  |  |  | 0 | 0 | 0 |  |  |  |  | 0 | 0 | 0 |  |  |  |  | 0 | 0 | 0 |  |  |  |  | 0 | 0 | 0 |  |  |  |  | 0 | 0 | 0 |  |  |  |  | 0 | 0 | 0 |  |  |  |  | 0 | 0 | 0 |  |  |  |  | 0 | 0 | 0 |  |  |  |  | 0 | 0 | 0 |  |  |  |  | 0 | 0 | 0 |  |  |  |  | 0 | 0 | 0 |  |  |  |  | 0 | 0 | 0 |  |  |  |  | 0 | 0 | 0 |  |  |  |  | 0 | 0 | 0 |  |  |  |  | 0 | 0 | 0 |  |  |  |  | 0 | 0 | 0 |  |  |  |  | 0 | 0 | 0 |  |  |  |  | 0 | 0 | 0 |  |  |  |  | 0 | 0 | 0 |  |  |  |  | 0 | 0 | 0 |  |  |  |  | 0 | 0 | 0 |  |  |  |  | 0 | 0 | 0 |  |  |  |  | 0 | 0 | 0 |  |  |  |  | 0 | 0 | 0 |  |  |  |  | 0 | 0 | 0 |  |  |  |  | 0 | 0 | 0 |  |  |  |  | 0 | 0 | 0 |  |  |  |  | 0 | 0 | 0 |  |  |  |  | 0 | 0 | 0 |  |  |  |  | 0 | 0 | 0 |  |  |  |  | 0 | 0 | 0 |  |  |  |  | 0 | 0 | 0 |  |  |  |  | 0 | 0 | 0 |  |  |  |  | 0 | 0 | 0 |  |  |  |  | 0 | 0 | 0 |  |  |  |  | 0 | 0 | 0 |  |  |  |  | 0 | 0 | 0 |  |  |  |  | 0 | 0 | 0 |  |  |  |  | 0 | 0 | 0 |  |  |  |  | 0 | 0 | 0 |  |  |  |  | 0 | 0 | 0 |  |  |  |  | 0 | 0 | 0 |  |  |  |  | 0 | 0 | 0 |  |  |  |  | 0 | 0 | 0 |  |  |  |  | 0 | 0 | 0 |  |  |  |  | 0 | 0 | 0 |  |  |  |  | 0 | 0 | 0 |  |  |  |  | 0 | 0 | 0 |  |  |  |  | 0 | 0 | 0 |  |  |  |  | 0 | 0 | 0 |  |  |  |  | 0 | 0 | 0 |  |  |  |  | 0 | 0 | 0 |  |  |  |  | 0 | 0 | 0 |  |  |  |  | 0 | 0 | 0 |  |  |  |  | 0 | 0 | 0 |  |  |  |  | 0 | 0 | 0 |  |  |  |  | 0 | 0 | 0 |  |  |  |  | 0 | 0 | 0 |  |  |  |  | 0 | 0 | 0 |  |  |  |  | 0 | 0 | 0 |  |  |  |  | 0 | 0 | 0 |  |  |  |  | 0 | 0 | 0 |  |  |  |  | 0 | 0 | 0 |  |  |  |  | 0 | 0 | 0 |  |  |  |  | 0 | 0 | 0 |  |  |  |  | 0 | 0 | 0 |  |  |  |  | 0 | 0 | 0 |  |  |  |  | 0 | 0 | 0 |  |  |  |  | 0 | 0 | 0 |  |  |  |  | 0 | 0 | 0 |  |  |  |  | 0 | 0 | 0 |  |  |  |  | 0 | 0 | 0 |  |  |  |  | 0 | 0 | 0 |  |  |  |  | 0 | 0 | 0 |  |  |  |  | 0 | 0 | 0 |  |  |  |  | 0 | 0 | 0 |  |  |  |  | 0 | 0 | 0 |  |  |  |  | 0 | 0 | 0 |  |  |  |  | 0 | 0 | 0 |  |  |  |  | 0 | 0 | 0 |  |  |  |  | 0 | 0 | 0 |  |  |  |  | 0 | 0 | 0 |  |  |  |  | 0 | 0 | 0 |  |  |  |  | 0 | 0 | 0 |  |  |  |  | 0 | 0 | 0 |  |  |  |  | 0 | 0 | 0 |  |  |  |  | 0 | 0 | 0 |  |  |  |  | 0 | 0 | 0 |  |  |  |  | 0 | 0 | 0 |  |  |  |  | 0 | 0 | 0 |  |  |  |  | 0 | 0 | 0 |  |  |  |  | 0 | 0 | 0 |  |  |  |  | 0 | 0 | 0 |  |  |  |  | 0 | 0 | 0 |  |  |  |  | 0 | 0 | 0 |  |  |  |  | 0 | 0 | 0 |  |  |  |  | 0 | 0 | 0 |  |  |  |  | 0 | 0 | 0 |  |  |  |  | 0 | 0 | 0 |  |  |  |  | 0 | 0 | 0 |  |  |  |  | 0 | 0 | 0 |  |  |  |  | 0 | 0 | 0 |  |  |  |  | 0 | 0 | 0 |  |  |  |  | 0 | 0 | 0 |  |  |  |  | 0 | 0 | 0 |  |  |  |  | 0 | 0 | 0 |  |  |  |  | 0 | 0 | 0 |  |  |  |  | 0 | 0 | 0 |  |  |  |  | 0 | 0 | 0 |  |  |  |  | 0 | 0 | 0 |  |  |  |  | 0 | 0 | 0 |  |  |  |  | 0 | 0 | 0 |  |  |  |  | 0 | 0 | 0 |  |  |  |  | 0 | 0 | 0 |  |  |  |  | 0 | 0 | 0 |  |  |  |  | 0 | 0 | 0 |  |  |  |  | 0 | 0 | 0 |  |  |  |  | 0 | 0 | 0 |  |  |  |  | 0 | 0 | 0 |  |  |  |  | 0 | 0 | 0 |  |  |  |  | 0 | 0 | 0 |  |  |  |  | 0 | 0 | 0 |  |  |  |  | 0 | 0 | 0 |  |  |  |  | 0 | 0 | 0 |  |  |  |  | 0 | 0 | 0 |  |  |  |  | 0 | 0 | 0 |  |  |  |  | 0 | 0 | 0
|  |  | 0 | 0 | 0 |  |  |  |  | 0 | 0 | 0 |  |  |  |  | 0 | 0 | 0 |  |  |  |  | 0 | 0 | 0 |  |  |  |  | 0 | 0 | 0 |  |  |  |  | 0 | 0 | 0 |  |  |  |  | 0 | 0 | 0 |  |  |  |  | 0 | 0 | 0 |  |  |  |  | 0 | 0 | 0 |  |  |  |  | 0 | 0 | 0 |  |  |  |  | 0 | 0 | 0 |  |  |  |  | 0 | 0 | 0 |  |  |  |  | 0 | 0 | 0 |  |  |  |  | 0 | 0 | 0 |  |  |  |  | 0 | 0 | 0 |  |  |  |  | 0 | 0 | 0 |  |  |  |  | 0 | 0 | 0 |  |  |  |  | 0 | 0 | 0 |  |  |  |  | 0 | 0 | 0 |  |  |  |  | 0 | 0 | 0 |  |  |  |  | 0 | 0 | 0 |  |  |  |  | 0 | 0 | 0 |  |  |  |  | 0 | 0 | 0 |  |  |  |  | 0 | 0 | 0 |  |  |  |  | 0 | 0 | 0 |  |  |  |  | 0 | 0 | 0 |  |  |  |  | 0 | 0 | 0 |  |  |  |  | 0 | 0 | 0 |  |  |  |  | 0 | 0 | 0 |  |  |  |  | 0 | 0 | 0 |  |  |  |  | 0 | 0 | 0 |  |  |  |  | 0 | 0 | 0 |  |  |  |  | 0 | 0 | 0 |  |  |  |  | 0 | 0 | 0 |  |  |  |  | 0 | 0 | 0 |  |  |  |  | 0 | 0 | 0 |  |  |  |  | 0 | 0 | 0 |  |  |  |  | 0 | 0 | 0 |  |  |  |  | 0 | 0 | 0 |  |  |  |  | 0 | 0 | 0 |  |  |  |  | 0 | 0 | 0 |  |  |  |  | 0 | 0 | 0 |  |  |  |  | 0 | 0 | 0 |  |  |  |  | 0 | 0 | 0 |  |  |  |  | 0 | 0 | 0 |  |  |  |  | 0 | 0 | 0 |  |  |  |  | 0 | 0 | 0 |  |  |  |  | 0 | 0 | 0 |  |  |  |  | 0 | 0 | 0 |  |  |  |  | 0 | 0 | 0 |  |  |  |  | 0 | 0 | 0 |  |  |  |  | 0 | 0 | 0 |  |  |  |  | 0 | 0 | 0 |  |  |  |  | 0 | 0 | 0 |  |  |  |  | 0 | 0 | 0 |  |  |  |  | 0 | 0 | 0 |  |  |  |  | 0 | 0 | 0 |  |  |  |  | 0 | 0 | 0 |  |  |  |  | 0 | 0 | 0 |  |  |  |  | 0 | 0 | 0 |  |  |  |  | 0 | 0 | 0 |  |  |  |  | 0 | 0 | 0 |  |  |  |  | 0 | 0 | 0 |  |  |  |  | 0 | 0 | 0 |  |  |  |  | 0 | 0 | 0 |  |  |  |  | 0 | 0 | 0 |  |  |  |  | 0 | 0 | 0 |  |  |  |  | 0 | 0 | 0 |  |  |  |  | 0 | 0 | 0 |  |  |  |  | 0 | 0 | 0 |  |  |  |  | 0 | 0 | 0 |  |  |  |  | 0 | 0 | 0 |  |  |  |  | 0 | 0 | 0 |  |  |  |  | 0 | 0 | 0 |  |  |  |  | 0 | 0 | 0 |  |  |  |  | 0 | 0 | 0 |  |  |  |  | 0 | 0 | 0 |  |  |  |  | 0 | 0 | 0 |  |  |  |  | 0 | 0 | 0 |  |  |  |  | 0 | 0 | 0 |  |  |  |  | 0 | 0 | 0 |  |  |  |  | 0 | 0 | 0 |  |  |  |  | 0 | 0 | 0 |  |  |  |  | 0 | 0 | 0 |  |  |  |  | 0 | 0 | 0 |  |  |  |  | 0 | 0 | 0 |  |  |  |  | 0 | 0 | 0 |  |  |  |  | 0 | 0 | 0 |  |  |  |  | 0 | 0 | 0 |  |  |  |  | 0 | 0 | 0 |  |  |  |  | 0 | 0 | 0 |  |  |  |  | 0 | 0 | 0 |  |  |  |  | 0 | 0 | 0 |  |  |  |  | 0 | 0 | 0 |  |  |  |  | 0 | 0 | 0 |  |  |  |  | 0 | 0 | 0 |  |  |  |  | 0 | 0 | 0 |  |  |  |  | 0 | 0 | 0 |  |  |  |  | 0 | 0 | 0 |  |  |  |  | 0 | 0 | 0 |  |  |  |  | 0 | 0 | 0 |  |  |  |  | 0 | 0 | 0 |  |  |  |  | 0 | 0 | 0 |  |  |  |  | 0 | 0 | 0 |  |  |  |  | 0 | 0 | 0 |  |  |  |  | 0 | 0 | 0 |  |  |  |  | 0 | 0 | 0 |  |  |  |  | 0 | 0 | 0 |  |  |  |  | 0 | 0 | 0 |  |  |  |  | 0 | 0 | 0 |  |  |  |  | 0 | 0 | 0 |  |  |  |  | 0 | 0 | 0 |  |  |  |  | 0 | 0 | 0 |  |  |  |  | 0 | 0 | 0 |  |  |  |  | 0 | 0 | 0 |  |  |  |  | 0 | 0 | 0 |  |  |  |  | 0 | 0 | 0 |  |  |  |  | 0 | 0 | 0 |  |  |  |  | 0 | 0 | 0 |  |  |  |  | 0 | 0 | 0 |  |  |  |  | 0 | 0 | 0 |  |  |  |  | 0 | 0 | 0 |  |  |  |  | 0 | 0 | 0 |  |  |  |  | 0 | 0 | 0 |  |  |  |  | 0 | 0 | 0 |  |  |  |  | 0 | 0 | 0 |  |  |  |  | 0 | 0 | 0 |  |  |  |  | 0 | 0 | 0 |  |  |  |  | 0 | 0 | 0 |  |  |  |  | 0 | 0 | 0 |  |  |  |  | 0 | 0 | 0 |  |  |  |  | 0 | 0 | 0 |  |  |  |  | 0 | 0 | 0 |  |  |  |  | 0 | 0 | 0 |  |  |  |  | 0 | 0 | 0 |  |  |  |  | 0 | 0 | 0 |  |  |  |  | 0 | 0 | 0 |  |  |  |  | 0 | 0 | 0 |  |  |  |  | 0 | 0 | 0 |  |  |  |  | 0 | 0 | 0 |  |  |  |  | 0 | 0 | 0 |  |  |  |  | 0 | 0 | 0 |  |  |  |  | 0 | 0 | 0 |  |  |  |  | 0 | 0 | 0 |  |  |  |  | 0 | 0 | 0 |  |  |  |  | 0 | 0 | 0 |  |  |  |  | 0 | 0 | 0 |  |  |  |  | 0 | 0 | 0 |  |  |  |  | 0 | 0 | 0 |  |  |  |  | 0 | 0 | 0 |  |  |  |  | 0 | 0 | 0 |  |  |  |  | 0 | 0 | 0 |  |  |  |  | 0 | 0 | 0 |  |  |  |  | 0 | 0 | 0 |  |  |  |  | 0 | 0 | 0 |  |  |  |  | 0 | 0 | 0 |  |  |  |  | 0 | 0 | 0 |  |  |  |  | 0 | 0 | 0 |  |  |  |  | 0 | 0 | 0 |  |  |  |  | 0 | 0 | 0 |  |  |  |  | 0 | 0 | 0 |  |  |  |  | 0 | 0 | 0 |  |  |  |  | 0 | 0 | 0 |  |  |  |  | 0 | 0 | 0 |  |  |  |  | 0 | 0 | 0 |  |  |  |  | 0 | 0 | 0 |  |  |  |  | 0 | 0 | 0 |  |  |  |  | 0 | 0 | 0 |  |  |  |  | 0 | 0 | 0 |  |  |  |  | 0 | 0 | 0 |  |  |  |  | 0 | 0 | 0 |  |  |  |  | 0 | 0 | 0 |  |  |  |  | 0 | 0 | 0 |  |  |  |  | 0 | 0 | 0 |  |  |  |  | 0 | 0 | 0 |  |  |  |  | 0 | 0 | 0 |  |  |  |  | 0 | 0 | 0 |  |  |  |  | 0 | 0 | 0 |  |  |  |  | 0 | 0 | 0 |  |  |  |  | 0 | 0 | 0 |  |  |  |  | 0 | 0 | 0 |  |  |  |  | 0 | 0 | 0 |  |  |  |  | 0 | 0 | 0 |  |  |  |  | 0 | 0 | 0 |  |  |  |  | 0 | 0 | 0 |  |  |  |  | 0 | 0 | 0 |  |  |  |  | 0 | 0 | 0 |  |  |  |  | 0 | 0 | 0 |  |  |  |  | 0 | 0 | 0 |  |  |  |  | 0 | 0 | 0 |  |  |  |  | 0 | 0 | 0 |  |  |  |  | 0 | 0 | 0 |  |  |  |  | 0 | 0 | 0 |  |  |  |  | 0 | 0 | 0 |  |  |  |  | 0 | 0 | 0 |  |  |  |  | 0 | 0 | 0 |  |  |  |  | 0 | 0 | 0 |  |  |  |  | 0 | 0 | 0 |  |  |  |  | 0 | 0 | 0 |  |  |  |  | 0 | 0 | 0 |  |  |  |  | 0 | 0 | 0 |  |  |  |  | 0 | 0 | 0 |  |  |  |  | 0 | 0 | 0 |  |  |  |  | 0 | 0 | 0 |  |  |  |  | 0 | 0 | 0 |  |  |  |  | 0 | 0 | 0 |  |  |  |  | 0 | 0 | 0 |  |  |  |  | 0 | 0 | 0 |  |  |  |  | 0 | 0 | 0 |  |  |  |  | 0 | 0 | 0 |  |  |  |  | 0 | 0 | 0 |  |  |  |  | 0 | 0 | 0 |  |  |  |  | 0 | 0 | 0 |  |  |  |  | 0 | 0 | 0 |  |  |  |  | 0 | 0 | 0 |  |  |  |  | 0 | 0 | 0 |  |  |  |  | 0 | 0 | 0 |  |  |  |  | 0 | 0 | 0 |  |  |  |  | 0 | 0 | 0 |  |  |  |  | 0 | 0 | 0 |  |  |  |  | 0 | 0 | 0 |  |  |  |  | 0 | 0 | 0 |  |  |  |  | 0 | 0 | 0 |  |  |  |  | 0 | 0 | 0 |  |  |  |  | 0 | 0 | 0 |  |  |  |  | 0 | 0 | 0 |  |  |  |  | 0 | 0 | 0 |  |  |  |  | 0 | 0 | 0 |  |  |  |  | 0 | 0 | 0 |  |  |  |  | 0 | 0 | 0 |  |  |  |  | 0 | 0 | 0 |  |  |  |  | 0 | 0 | 0 |  |  |  |  | 0 | 0 | 0 |  |  |  |  | 0 | 0 | 0 |  |  |  |  | 0 | 0 | 0 |  |  |  |  | 0 | 0 | 0 |  |  |  |  | 0 | 0 | 0 |  |  |  |  | 0 | 0 | 0 |  |  |  |  | 0 | 0 | 0 |  |  |  |  | 0 | 0 | 0 |  |  |  |  | 0 | 0 | 0 |  |  |  |  | 0 | 0 | 0 |  |  |  |  | 0 | 0 | 0 |  |  |  |  | 0 | 0 | 0 |  |  |  |  | 0 | 0 | 0 |  |  |  |  | 0 | 0 | 0 |  |  |  |  | 0 | 0 | 0 |  |  |  |  | 0 | 0 | 0 |  |  |  |  | 0 | 0 | 0 |  |  |  |  | 0 | 0 | 0 |  |  |  |  | 0 | 0 | 0 |  |  |  |  | 0 | 0 | 0 |  |  |  |  | 0 | 0 | 0 |  |  |  |  | 0 | 0 | 0 |  |  |  |  | 0 | 0 | 0 |  |  |  |  | 0 | 0 | 0 |  |  |  |  | 0 | 0 | 0 |  |  |  |  | 0 | 0 | 0 |  |  |  |  | 0 | 0 | 0 |  |  |  |  | 0 | 0 | 0 |  |  |  |  | 0 | 0 | 0 |  |  |  |  | 0 | 0 | 0 |  |  |  |  | 0 | 0 | 0 |  |  |  |  | 0 | 0 | 0 |  |  |  |  | 0 | 0 | 0 |  |  |  |  | 0 | 0 | 0 |  |  |  |  | 0 | 0 | 0 |  |  |  |  | 0 | 0 | 0 |  |  |  |  | 0 | 0 | 0 |  |  |  |  | 0 | 0 | 0 |  |  |  |  | 0 | 0 | 0 |  |  |  |  | 0 | 0 | 0 |  |  |  |  | 0 | 0 | 0 |  |  |  |  | 0 | 0 | 0 |  |  |  |  | 0 | 0 | 0 |  |  |  |  | 0 | 0 | 0 |  |  |  |  | 0 | 0 | 0 |  |  |  |  | 0 | 0 | 0 |  |  |  |  | 0 | 0 | 0 |  |  |  |  | 0 | 0 | 0 |  |  |  |  | 0 | 0 | 0 |  |  |  |  | 0 | 0 | 0 |  |  |  |  | 0 | 0 | 0 |  |  |  |  | 0 | 0 | 0 |  |  |  |  | 0 | 0 | 0 |  |  |  |  | 0 | 0 | 0 |  |  |  |  | 0 | 0 | 0 |  |  |  |  | 0 | 0 | 0 |  |  |  |  | 0 | 0 | 0
|  |  | 0 | 0 | 0 |  |  |  |  | 0 | 0 | 0 |  |  |  |  | 0 | 0 | 0 |  |  |  |  | 0 | 0 | 0 |  |  |  |  | 0 | 0 | 0 |  |  |  |  | 0 | 0 | 0 |  |  |  |  | 0 | 0 | 0 |  |  |  |  | 0 | 0 | 0 |  |  |  |  | 0 | 0 | 0 |  |  |  |  | 0 | 0 | 0 |  |  |  |  | 0 | 0 | 0 |  |  |  |  | 0 | 0 | 0 |  |  |  |  | 0 | 0 | 0 |  |  |  |  | 0 | 0 | 0 |  |  |  |  | 0 | 0 | 0 |  |  |  |  | 0 | 0 | 0 |  |  |  |  | 0 | 0 | 0 |  |  |  |  | 0 | 0 | 0 |  |  |  |  | 0 | 0 | 0 |  |  |  |  | 0 | 0 | 0 |  |  |  |  | 0 | 0 | 0 |  |  |  |  | 0 | 0 | 0 |  |  |  |  | 0 | 0 | 0 |  |  |  |  | 0 | 0 | 0 |  |  |  |  | 0 | 0 | 0 |  |  |  |  | 0 | 0 | 0 |  |  |  |  | 0 | 0 | 0 |  |  |  |  | 0 | 0 | 0 |  |  |  |  | 0 | 0 | 0 |  |  |  |  | 0 | 0 | 0 |  |  |  |  | 0 | 0 | 0 |  |  |  |  | 0 | 0 | 0 |  |  |  |  | 0 | 0 | 0 |  |  |  |  | 0 | 0 | 0 |  |  |  |  | 0 | 0 | 0 |  |  |  |  | 0 | 0 | 0 |  |  |  |  | 0 | 0 | 0 |  |  |  |  | 0 | 0 | 0 |  |  |  |  | 0 | 0 | 0 |  |  |  |  | 0 | 0 | 0 |  |  |  |  | 0 | 0 | 0 |  |  |  |  | 0 | 0 | 0 |  |  |  |  | 0 | 0 | 0 |  |  |  |  | 0 | 0 | 0 |  |  |  |  | 0 | 0 | 0 |  |  |  |  | 0 | 0 | 0 |  |  |  |  | 0 | 0 | 0 |  |  |  |  | 0 | 0 | 0 |  |  |  |  | 0 | 0 | 0 |  |  |  |  | 0 | 0 | 0 |  |  |  |  | 0 | 0 | 0 |  |  |  |  | 0 | 0 | 0 |  |  |  |  | 0 | 0 | 0 |  |  |  |  | 0 | 0 | 0 |  |  |  |  | 0 | 0 | 0 |  |  |  |  | 0 | 0 | 0 |  |  |  |  | 0 | 0 | 0 |  |  |  |  | 0 | 0 | 0 |  |  |  |  | 0 | 0 | 0 |  |  |  |  | 0 | 0 | 0 |  |  |  |  | 0 | 0 | 0 |  |  |  |  | 0 | 0 | 0 |  |  |  |  | 0 | 0 | 0 |  |  |  |  | 0 | 0 | 0 |  |  |  |  | 0 | 0 | 0 |  |  |  |  | 0 | 0 | 0 |  |  |  |  | 0 | 0 | 0 |  |  |  |  | 0 | 0 | 0 |  |  |  |  | 0 | 0 | 0 |  |  |  |  | 0 | 0 | 0 |  |  |  |  | 0 | 0 | 0 |  |  |  |  | 0 | 0 | 0 |  |  |  |  | 0 | 0 | 0 |  |  |  |  | 0 | 0 | 0 |  |  |  |  | 0 | 0 | 0 |  |  |  |  | 0 | 0 | 0 |  |  |  |  | 0 | 0 | 0 |  |  |  |  | 0 | 0 | 0 |  |  |  |  | 0 | 0 | 0 |  |  |  |  | 0 | 0 | 0 |  |  |  |  | 0 | 0 | 0 |  |  |  |  | 0 | 0 | 0 |  |  |  |  | 0 | 0 | 0 |  |  |  |  | 0 | 0 | 0 |  |  |  |  | 0 | 0 | 0 |  |  |  |  | 0 | 0 | 0 |  |  |  |  | 0 | 0 | 0 |  |  |  |  | 0 | 0 | 0 |  |  |  |  | 0 | 0 | 0 |  |  |  |  | 0 | 0 | 0 |  |  |  |  | 0 | 0 | 0 |  |  |  |  | 0 | 0 | 0 |  |  |  |  | 0 | 0 | 0 |  |  |  |  | 0 | 0 | 0 |  |  |  |  | 0 | 0 | 0 |  |  |  |  | 0 | 0 | 0 |  |  |  |  | 0 | 0 | 0 |  |  |  |  | 0 | 0 | 0 |  |  |  |  | 0 | 0 | 0 |  |  |  |  | 0 | 0 | 0 |  |  |  |  | 0 | 0 | 0 |  |  |  |  | 0 | 0 | 0 |  |  |  |  | 0 | 0 | 0 |  |  |  |  | 0 | 0 | 0 |  |  |  |  | 0 | 0 | 0 |  |  |  |  | 0 | 0 | 0 |  |  |  |  | 0 | 0 | 0 |  |  |  |  | 0 | 0 | 0 |  |  |  |  | 0 | 0 | 0 |  |  |  |  | 0 | 0 | 0 |  |  |  |  | 0 | 0 | 0 |  |  |  |  | 0 | 0 | 0 |  |  |  |  | 0 | 0 | 0 |  |  |  |  | 0 | 0 | 0 |  |  |  |  | 0 | 0 | 0 |  |  |  |  | 0 | 0 | 0 |  |  |  |  | 0 | 0 | 0 |  |  |  |  | 0 | 0 | 0 |  |  |  |  | 0 | 0 | 0 |  |  |  |  | 0 | 0 | 0 |  |  |  |  | 0 | 0 | 0 |  |  |  |  | 0 | 0 | 0 |  |  |  |  | 0 | 0 | 0 |  |  |  |  | 0 | 0 | 0 |  |  |  |  | 0 | 0 | 0 |  |  |  |  | 0 | 0 | 0 |  |  |  |  | 0 | 0 | 0 |  |  |  |  | 0 | 0 | 0 |  |  |  |  | 0 | 0 | 0 |  |  |  |  | 0 | 0 | 0 |  |  |  |  | 0 | 0 | 0 |  |  |  |  | 0 | 0 | 0 |  |  |  |  | 0 | 0 | 0 |  |  |  |  | 0 | 0 | 0 |  |  |  |  | 0 | 0 | 0 |  |  |  |  | 0 | 0 | 0 |  |  |  |  | 0 | 0 | 0 |  |  |  |  | 0 | 0 | 0 |  |  |  |  | 0 | 0 | 0 |  |  |  |  | 0 | 0 | 0 |  |  |  |  | 0 | 0 | 0 |  |  |  |  | 0 | 0 | 0 |  |  |  |  | 0 | 0 | 0 |  |  |  |  | 0 | 0 | 0 |  |  |  |  | 0 | 0 | 0 |  |  |  |  | 0 | 0 | 0 |  |  |  |  | 0 | 0 | 0 |  |  |  |  | 0 | 0 | 0 |  |  |  |  | 0 | 0 | 0 |  |  |  |  | 0 | 0 | 0 |  |  |  |  | 0 | 0 | 0 |  |  |  |  | 0 | 0 | 0 |  |  |  |  | 0 | 0 | 0 |  |  |  |  | 0 | 0 | 0 |  |  |  |  | 0 | 0 | 0 |  |  |  |  | 0 | 0 | 0 |  |  |  |  | 0 | 0 | 0 |  |  |  |  | 0 | 0 | 0 |  |  |  |  | 0 | 0 | 0 |  |  |  |  | 0 | 0 | 0 |  |  |  |  | 0 | 0 | 0 |  |  |  |  | 0 | 0 | 0 |  |  |  |  | 0 | 0 | 0 |  |  |  |  | 0 | 0 | 0 |  |  |  |  | 0 | 0 | 0 |  |  |  |  | 0 | 0 | 0 |  |  |  |  | 0 | 0 | 0 |  |  |  |  | 0 | 0 | 0 |  |  |  |  | 0 | 0 | 0 |  |  |  |  | 0 | 0 | 0 |  |  |  |  | 0 | 0 | 0 |  |  |  |  | 0 | 0 | 0 |  |  |  |  | 0 | 0 | 0 |  |  |  |  | 0 | 0 | 0 |  |  |  |  | 0 | 0 | 0 |  |  |  |  | 0 | 0 | 0 |  |  |  |  | 0 | 0 | 0 |  |  |  |  | 0 | 0 | 0 |  |  |  |  | 0 | 0 | 0 |  |  |  |  | 0 | 0 | 0 |  |  |  |  | 0 | 0 | 0 |  |  |  |  | 0 | 0 | 0 |  |  |  |  | 0 | 0 | 0 |  |  |  |  | 0 | 0 | 0 |  |  |  |  | 0 | 0 | 0 |  |  |  |  | 0 | 0 | 0 |  |  |  |  | 0 | 0 | 0 |  |  |  |  | 0 | 0 | 0 |  |  |  |  | 0 | 0 | 0 |  |  |  |  | 0 | 0 | 0 |  |  |  |  | 0 | 0 | 0 |  |  |  |  | 0 | 0 | 0 |  |  |  |  | 0 | 0 | 0 |  |  |  |  | 0 | 0 | 0 |  |  |  |  | 0 | 0 | 0 |  |  |  |  | 0 | 0 | 0 |  |  |  |  | 0 | 0 | 0 |  |  |  |  | 0 | 0 | 0 |  |  |  |  | 0 | 0 | 0 |  |  |  |  | 0 | 0 | 0 |  |  |  |  | 0 | 0 | 0 |  |  |  |  | 0 | 0 | 0 |  |  |  |  | 0 | 0 | 0 |  |  |  |  | 0 | 0 | 0 |  |  |  |  | 0 | 0 | 0 |  |  |  |  | 0 | 0 | 0 |  |  |  |  | 0 | 0 | 0 |  |  |  |  | 0 | 0 | 0 |  |  |  |  | 0 | 0 | 0 |  |  |  |  | 0 | 0 | 0 |  |  |  |  | 0 | 0 | 0 |  |  |  |  | 0 | 0 | 0 |  |  |  |  | 0 | 0 | 0 |  |  |  |  | 0 | 0 | 0 |  |  |  |  | 0 | 0 | 0 |  |  |  |  | 0 | 0 | 0 |  |  |  |  | 0 | 0 | 0 |  |  |  |  | 0 | 0 | 0 |  |  |  |  | 0 | 0 | 0 |  |  |  |  | 0 | 0 | 0 |  |  |  |  | 0 | 0 | 0 |  |  |  |  | 0 | 0 | 0 |  |  |  |  | 0 | 0 | 0 |  |  |  |  | 0 | 0 | 0 |  |  |  |  | 0 | 0 | 0 |  |  |  |  | 0 | 0 | 0 |  |  |  |  | 0 | 0 | 0 |  |  |  |  | 0 | 0 | 0 |  |  |  |  | 0 | 0 | 0 |  |  |  |  | 0 | 0 | 0 |  |  |  |  | 0 | 0 | 0 |  |  |  |  | 0 | 0 | 0 |  |  |  |  | 0 | 0 | 0 |  |  |  |  | 0 | 0 | 0 |  |  |  |  | 0 | 0 | 0 |  |  |  |  | 0 | 0 | 0 |  |  |  |  | 0 | 0 | 0 |  |  |  |  | 0 | 0 | 0 |  |  |  |  | 0 | 0 | 0 |  |  |  |  | 0 | 0 | 0 |  |  |  |  | 0 | 0 | 0 |  |  |  |  | 0 | 0 | 0 |  |  |  |  | 0 | 0 | 0 |  |  |  |  | 0 | 0 | 0 |  |  |  |  | 0 | 0 | 0 |  |  |  |  | 0 | 0 | 0 |  |  |  |  | 0 | 0 | 0 |  |  |  |  | 0 | 0 | 0 |  |  |  |  | 0 | 0 | 0 |  |  |  |  | 0 | 0 | 0 |  |  |  |  | 0 | 0 | 0 |  |  |  |  | 0 | 0 | 0 |  |  |  |  | 0 | 0 | 0 |  |  |  |  | 0 | 0 | 0 |  |  |  |  | 0 | 0 | 0 |  |  |  |  | 0 | 0 | 0 |  |  |  |  | 0 | 0 | 0 |  |  |  |  | 0 | 0 | 0 |  |  |  |  | 0 | 0 | 0 |  |  |  |  | 0 | 0 | 0 |  |  |  |  | 0 | 0 | 0 |  |  |  |  | 0 | 0 | 0 |  |  |  |  | 0 | 0 | 0 |  |  |  |  | 0 | 0 | 0 |  |  |  |  | 0 | 0 | 0 |  |  |  |  | 0 | 0 | 0 |  |  |  |  | 0 | 0 | 0 |  |  |  |  | 0 | 0 | 0 |  |  |  |  | 0 | 0 | 0 |  |  |  |  | 0 | 0 | 0 |  |  |  |  | 0 | 0 | 0 |  |  |  |  | 0 | 0 | 0 |  |  |  |  | 0 | 0 | 0 |  |  |  |  | 0 | 0 | 0 |  |  |  |  | 0 | 0 | 0 |  |  |  |  | 0 | 0 | 0 |  |  |  |  | 0 | 0 | 0 |  |  |  |  | 0 | 0 | 0 |  |  |  |  | 0 | 0 | 0 |  |  |  |  | 0 | 0 | 0 |  |  |  |  | 0 | 0 | 0 |  |  |  |  | 0 | 0 | 0 |  |  |  |  | 0 | 0 | 0 |  |  |  |  | 0 | 0 | 0 |  |  |  |  | 0 | 0 | 0 |  |  |  |  | 0 | 0 | 0 |  |  |  |  | 0 | 0 | 0 |  |  |  |  | 0 | 0 | 0 |  |  |  |  | 0 | 0 | 0
|  |  | 0 | 0 | 0 |  |  |  |  | 0 | 0 | 0 |  |  |  |  | 0 | 0 | 0 |  |  |  |  | 0 | 0 | 0 |  |  |  |  | 0 | 0 | 0 |  |  |  |  | 0 | 0 | 0 |  |  |  |  | 0 | 0 | 0 |  |  |  |  | 0 | 0 | 0 |  |  |  |  | 0 | 0 | 0 |  |  |  |  | 0 | 0 | 0 |  |  |  |  | 0 | 0 | 0 |  |  |  |  | 0 | 0 | 0 |  |  |  |  | 0 | 0 | 0 |  |  |  |  | 0 | 0 | 0 |  |  |  |  | 0 | 0 | 0 |  |  |  |  | 0 | 0 | 0 |  |  |  |  | 0 | 0 | 0 |  |  |  |  | 0 | 0 | 0 |  |  |  |  | 0 | 0 | 0 |  |  |  |  | 0 | 0 | 0 |  |  |  |  | 0 | 0 | 0 |  |  |  |  | 0 | 0 | 0 |  |  |  |  | 0 | 0 | 0 |  |  |  |  | 0 | 0 | 0 |  |  |  |  | 0 | 0 | 0 |  |  |  |  | 0 | 0 | 0 |  |  |  |  | 0 | 0 | 0 |  |  |  |  | 0 | 0 | 0 |  |  |  |  | 0 | 0 | 0 |  |  |  |  | 0 | 0 | 0 |  |  |  |  | 0 | 0 | 0 |  |  |  |  | 0 | 0 | 0 |  |  |  |  | 0 | 0 | 0 |  |  |  |  | 0 | 0 | 0 |  |  |  |  | 0 | 0 | 0 |  |  |  |  | 0 | 0 | 0 |  |  |  |  | 0 | 0 | 0 |  |  |  |  | 0 | 0 | 0 |  |  |  |  | 0 | 0 | 0 |  |  |  |  | 0 | 0 | 0 |  |  |  |  | 0 | 0 | 0 |  |  |  |  | 0 | 0 | 0 |  |  |  |  | 0 | 0 | 0 |  |  |  |  | 0 | 0 | 0 |  |  |  |  | 0 | 0 | 0 |  |  |  |  | 0 | 0 | 0 |  |  |  |  | 0 | 0 | 0 |  |  |  |  | 0 | 0 | 0 |  |  |  |  | 0 | 0 | 0 |  |  |  |  | 0 | 0 | 0 |  |  |  |  | 0 | 0 | 0 |  |  |  |  | 0 | 0 | 0 |  |  |  |  | 0 | 0 | 0 |  |  |  |  | 0 | 0 | 0 |  |  |  |  | 0 | 0 | 0 |  |  |  |  | 0 | 0 | 0 |  |  |  |  | 0 | 0 | 0 |  |  |  |  | 0 | 0 | 0 |  |  |  |  | 0 | 0 | 0 |  |  |  |  | 0 | 0 | 0 |  |  |  |  | 0 | 0 | 0 |  |  |  |  | 0 | 0 | 0 |  |  |  |  | 0 | 0 | 0 |  |  |  |  | 0 | 0 | 0 |  |  |  |  | 0 | 0 | 0 |  |  |  |  | 0 | 0 | 0 |  |  |  |  | 0 | 0 | 0 |  |  |  |  | 0 | 0 | 0 |  |  |  |  | 0 | 0 | 0 |  |  |  |  | 0 | 0 | 0 |  |  |  |  | 0 | 0 | 0 |  |  |  |  | 0 | 0 | 0 |  |  |  |  | 0 | 0 | 0 |  |  |  |  | 0 | 0 | 0 |  |  |  |  | 0 | 0 | 0 |  |  |  |  | 0 | 0 | 0 |  |  |  |  | 0 | 0 | 0 |  |  |  |  | 0 | 0 | 0 |  |  |  |  | 0 | 0 | 0 |  |  |  |  | 0 | 0 | 0 |  |  |  |  | 0 | 0 | 0 |  |  |  |  | 0 | 0 | 0 |  |  |  |  | 0 | 0 | 0 |  |  |  |  | 0 | 0 | 0 |  |  |  |  | 0 | 0 | 0 |  |  |  |  | 0 | 0 | 0 |  |  |  |  | 0 | 0 | 0 |  |  |  |  | 0 | 0 | 0 |  |  |  |  | 0 | 0 | 0 |  |  |  |  | 0 | 0 | 0 |  |  |  |  | 0 | 0 | 0 |  |  |  |  | 0 | 0 | 0 |  |  |  |  | 0 | 0 | 0 |  |  |  |  | 0 | 0 | 0 |  |  |  |  | 0 | 0 | 0 |  |  |  |  | 0 | 0 | 0 |  |  |  |  | 0 | 0 | 0 |  |  |  |  | 0 | 0 | 0 |  |  |  |  | 0 | 0 | 0 |  |  |  |  | 0 | 0 | 0 |  |  |  |  | 0 | 0 | 0 |  |  |  |  | 0 | 0 | 0 |  |  |  |  | 0 | 0 | 0 |  |  |  |  | 0 | 0 | 0 |  |  |  |  | 0 | 0 | 0 |  |  |  |  | 0 | 0 | 0 |  |  |  |  | 0 | 0 | 0 |  |  |  |  | 0 | 0 | 0 |  |  |  |  | 0 | 0 | 0 |  |  |  |  | 0 | 0 | 0 |  |  |  |  | 0 | 0 | 0 |  |  |  |  | 0 | 0 | 0 |  |  |  |  | 0 | 0 | 0 |  |  |  |  | 0 | 0 | 0 |  |  |  |  | 0 | 0 | 0 |  |  |  |  | 0 | 0 | 0 |  |  |  |  | 0 | 0 | 0 |  |  |  |  | 0 | 0 | 0 |  |  |  |  | 0 | 0 | 0 |  |  |  |  | 0 | 0 | 0 |  |  |  |  | 0 | 0 | 0 |  |  |  |  | 0 | 0 | 0 |  |  |  |  | 0 | 0 | 0 |  |  |  |  | 0 | 0 | 0 |  |  |  |  | 0 | 0 | 0 |  |  |  |  | 0 | 0 | 0 |  |  |  |  | 0 | 0 | 0 |  |  |  |  | 0 | 0 | 0 |  |  |  |  | 0 | 0 | 0 |  |  |  |  | 0 | 0 | 0 |  |  |  |  | 0 | 0 | 0 |  |  |  |  | 0 | 0 | 0 |  |  |  |  | 0 | 0 | 0 |  |  |  |  | 0 | 0 | 0 |  |  |  |  | 0 | 0 | 0 |  |  |  |  | 0 | 0 | 0 |  |  |  |  | 0 | 0 | 0 |  |  |  |  | 0 | 0 | 0 |  |  |  |  | 0 | 0 | 0 |  |  |  |  | 0 | 0 | 0 |  |  |  |  | 0 | 0 | 0 |  |  |  |  | 0 | 0 | 0 |  |  |  |  | 0 | 0 | 0 |  |  |  |  | 0 | 0 | 0 |  |  |  |  | 0 | 0 | 0 |  |  |  |  | 0 | 0 | 0 |  |  |  |  | 0 | 0 | 0 |  |  |  |  | 0 | 0 | 0 |  |  |  |  | 0 | 0 | 0 |  |  |  |  | 0 | 0 | 0 |  |  |  |  | 0 | 0 | 0 |  |  |  |  | 0 | 0 | 0 |  |  |  |  | 0 | 0 | 0 |  |  |  |  | 0 | 0 | 0 |  |  |  |  | 0 | 0 | 0 |  |  |  |  | 0 | 0 | 0 |  |  |  |  | 0 | 0 | 0 |  |  |  |  | 0 | 0 | 0 |  |  |  |  | 0 | 0 | 0 |  |  |  |  | 0 | 0 | 0 |  |  |  |  | 0 | 0 | 0 |  |  |  |  | 0 | 0 | 0 |  |  |  |  | 0 | 0 | 0 |  |  |  |  | 0 | 0 | 0 |  |  |  |  | 0 | 0 | 0 |  |  |  |  | 0 | 0 | 0 |  |  |  |  | 0 | 0 | 0 |  |  |  |  | 0 | 0 | 0 |  |  |  |  | 0 | 0 | 0 |  |  |  |  | 0 | 0 | 0 |  |  |  |  | 0 | 0 | 0 |  |  |  |  | 0 | 0 | 0 |  |  |  |  | 0 | 0 | 0 |  |  |  |  | 0 | 0 | 0 |  |  |  |  | 0 | 0 | 0 |  |  |  |  | 0 | 0 | 0 |  |  |  |  | 0 | 0 | 0 |  |  |  |  | 0 | 0 | 0 |  |  |  |  | 0 | 0 | 0 |  |  |  |  | 0 | 0 | 0 |  |  |  |  | 0 | 0 | 0 |  |  |  |  | 0 | 0 | 0 |  |  |  |  | 0 | 0 | 0 |  |  |  |  | 0 | 0 | 0 |  |  |  |  | 0 | 0 | 0 |  |  |  |  | 0 | 0 | 0 |  |  |  |  | 0 | 0 | 0 |  |  |  |  | 0 | 0 | 0 |  |  |  |  | 0 | 0 | 0 |  |  |  |  | 0 | 0 | 0 |  |  |  |  | 0 | 0 | 0 |  |  |  |  | 0 | 0 | 0 |  |  |  |  | 0 | 0 | 0 |  |  |  |  | 0 | 0 | 0 |  |  |  |  | 0 | 0 | 0 |  |  |  |  | 0 | 0 | 0 |  |  |  |  | 0 | 0 | 0 |  |  |  |  | 0 | 0 | 0 |  |  |  |  | 0 | 0 | 0 |  |  |  |  | 0 | 0 | 0 |  |  |  |  | 0 | 0 | 0 |  |  |  |  | 0 | 0 | 0 |  |  |  |  | 0 | 0 | 0 |  |  |  |  | 0 | 0 | 0 |  |  |  |  | 0 | 0 | 0 |  |  |  |  | 0 | 0 | 0 |  |  |  |  | 0 | 0 | 0 |  |  |  |  | 0 | 0 | 0 |  |  |  |  | 0 | 0 | 0 |  |  |  |  | 0 | 0 | 0 |  |  |  |  | 0 | 0 | 0 |  |  |  |  | 0 | 0 | 0 |  |  |  |  | 0 | 0 | 0 |  |  |  |  | 0 | 0 | 0 |  |  |  |  | 0 | 0 | 0 |  |  |  |  | 0 | 0 | 0 |  |  |  |  | 0 | 0 | 0 |  |  |  |  | 0 | 0 | 0 |  |  |  |  | 0 | 0 | 0 |  |  |  |  | 0 | 0 | 0 |  |  |  |  | 0 | 0 | 0 |  |  |  |  | 0 | 0 | 0 |  |  |  |  | 0 | 0 | 0 |  |  |  |  | 0 | 0 | 0 |  |  |  |  | 0 | 0 | 0 |  |  |  |  | 0 | 0 | 0 |  |  |  |  | 0 | 0 | 0 |  |  |  |  | 0 | 0 | 0 |  |  |  |  | 0 | 0 | 0 |  |  |  |  | 0 | 0 | 0 |  |  |  |  | 0 | 0 | 0 |  |  |  |  | 0 | 0 | 0 |  |  |  |  | 0 | 0 | 0 |  |  |  |  | 0 | 0 | 0 |  |  |  |  | 0 | 0 | 0 |  |  |  |  | 0 | 0 | 0 |  |  |  |  | 0 | 0 | 0 |  |  |  |  | 0 | 0 | 0 |  |  |  |  | 0 | 0 | 0 |  |  |  |  | 0 | 0 | 0 |  |  |  |  | 0 | 0 | 0 |  |  |  |  | 0 | 0 | 0 |  |  |  |  | 0 | 0 | 0 |  |  |  |  | 0 | 0 | 0 |  |  |  |  | 0 | 0 | 0 |  |  |  |  | 0 | 0 | 0 |  |  |  |  | 0 | 0 | 0 |  |  |  |  | 0 | 0 | 0 |  |  |  |  | 0 | 0 | 0 |  |  |  |  | 0 | 0 | 0 |  |  |  |  | 0 | 0 | 0 |  |  |  |  | 0 | 0 | 0 |  |  |  |  | 0 | 0 | 0 |  |  |  |  | 0 | 0 | 0 |  |  |  |  | 0 | 0 | 0 |  |  |  |  | 0 | 0 | 0 |  |  |  |  | 0 | 0 | 0 |  |  |  |  | 0 | 0 | 0 |  |  |  |  | 0 | 0 | 0 |  |  |  |  | 0 | 0 | 0 |  |  |  |  | 0 | 0 | 0 |  |  |  |  | 0 | 0 | 0 |  |  |  |  | 0 | 0 | 0 |  |  |  |  | 0 | 0 | 0 |  |  |  |  | 0 | 0 | 0 |  |  |  |  | 0 | 0 | 0 |  |  |  |  | 0 | 0 | 0 |  |  |  |  | 0 | 0 | 0 |  |  |  |  | 0 | 0 | 0 |  |  |  |  | 0 | 0 | 0 |  |  |  |  | 0 | 0 | 0 |  |  |  |  | 0 | 0 | 0 |  |  |  |  | 0 | 0 | 0 |  |  |  |  | 0 | 0 | 0 |  |  |  |  | 0 | 0 | 0 |  |  |  |  | 0 | 0 | 0 |  |  |  |  | 0 | 0 | 0 |  |  |  |  | 0 | 0 | 0 |  |  |  |  | 0 | 0 | 0 |  |  |  |  | 0 | 0 | 0 |  |  |  |  | 0 | 0 | 0 |  |  |  |  | 0 | 0 | 0 |  |  |  |  | 0 | 0 | 0 |  |  |  |  | 0 | 0 | 0 |  |  |  |  | 0 | 0 | 0 |  |  |  |  | 0 | 0 | 0 |  |  |  |  | 0 | 0 | 0 |  |  |  |  | 0 | 0 | 0 |  |  |  |  | 0 | 0 | 0

## Default Value References (hidden)
Baseline, Code, Measure Level Defaults
| Measure ID | Measure Name | Unit | Version Update | Vintage | Baseline Default | Code Default | Measure Default |  | Infiltration Level (ACHn): | Existing Condition | Code/Standard | Measure
| M1.1 | Reduce Building Leakage - 15% | leak fraction of floor area |  | pre78 | 0.00071 | Baseline | 0.0006035 |  |  | 0.66 | Baseline | 0.56
|  |  | 0.15 |  | 78-92 | 0.00052 |  | 0.000442 |  |  | 0.48 |  | 0.41
[5 empty] | 93-01 | 0.00046 |  | 0.000391 |  |  | 0.43 |  | 0.36
| M1.2 | Reduce Building Leakage - 30% | leak fraction of floor area |  | pre78 | Same as M1.1 | Same as M1.1 | 0.000497 |  |  | 0.66 | Baseline | 0.46
|  |  | 0.3 |  | 78-92 |  |  | 0.000364 |  |  | 0.48 |  | 0.35
[5 empty] | 93-01 |  |  | 0.000322 | Inelligible |  | 0.43 |  | ineligible
| Measure ID | Measure Name | Unit | Version Update | Vintage | Baseline Default | Code Default | Measure Default | Source/Notes
| M2 | Insulate Duct | R | v5 | pre78 | 3.32 | Baseline | 8 | T24 2013 requires R-6 (CZ 1-10,12,13) or R-8 (CZ 11,14-16)
[5 empty] | 78-92 | 3.67 |  |  | (2013 Building Energy Efficiency Standards, p228)
[5 empty] | 93-01 | 4.26 |  |  | CODE VALUES NOT USED
| Measure ID | Measure Name | Unit | Version Update | Vintage | Baseline Default | Code Default | Measure Default | Source/Notes
| M3.1a | Reduce Duct Leakage - 10% | Total duct leakage |  | pre78 | 33% | Baseline | 10%
[5 empty] | 78-92 | 26%
[5 empty] | 93-01 | 22%
| M3.2a | Reduce Duct Leakage - 5% | Total duct leakage | v5 |  | Same as 3.1a | Baseline | 5%
% duct leakage to outside air calculated as:
%TotalDuctLeakage*if(Stories=1,0.75, 0.67)
|  |  | 1 | 0.75
|  |  | Else | 0.67
| Measure ID | Measure Name | Unit | Version Update | Vintage | Climate Region | Baseline Default | Code Default | Climate Zone | Measure Default | Source/Notes
| M4.1 | Insulate Attic - R30/38 | R |  | pre78 | 3 | 6.68 | Baseline | 1 | 38
[5 empty] | 78-92 | 3 | 10.31 |  | 2 | 30
[5 empty] | 93-01 | 3 | 10.31 |  | 3 | 30
[5 empty] | pre78 | 7 | 9.12 |  | 4 | 30
[5 empty] | 78-92 | 7 | 11.48 |  | 5 | 30
[5 empty] | 93-01 | 7 | 16.55 |  | 6 | 30
[5 empty] | pre78 | 9 | 11.12 |  | 7 | 30
[5 empty] | 78-92 | 9 | 14.28 |  | 8 | 30
[5 empty] | 93-01 | 9 | 17.33 |  | 9 | 30
[5 empty] | pre78 | 4 | 11.05 |  | 10 | 30
[5 empty] | 78-92 | 4 | 13.87 |  | 11 | 38
[5 empty] | 93-01 | 4 | 19.33 |  | 12 | 38
[5 empty] | pre78 | 12 | 11.93 |  | 13 | 38
[5 empty] | 78-92 | 12 | 15.9 |  | 14 | 38
[5 empty] | 93-01 | 12 | 17.74 |  | 15 | 38
[5 empty] | pre78 | 13 | 15.41 |  | 16 | 38
[5 empty] | 78-92 | 13 | 18.17
[5 empty] | 93-01 | 13 | 22.91
| M4.2 | Insulate Attic - R44 | R |  |  |  | Same as M4.1 | Same as 4.1 |  | 44
| Measure ID | Measure Name | Unit | Version Update | Vintage | Baseline Default | Code Default | Measure Default | Source/Notes
| M5 | Insulate Floor | R |  | pre78 | 1.34 | Baseline | 19
[5 empty] | 78-92 | 5.96
[5 empty] | 93-01 | 5.96
| Measure ID | Measure Name | Unit | Version Update | Vintage | Climate Region | Baseline Default | Code Default | Measure Default | Source/Notes
| M6 | Insulate Wall | R |  | pre78 | 3 | 0.96 | Baseline | 13
[5 empty] | 78-92 | 3 | 10.25
[5 empty] | 93-01 | 3 | 10.25
[5 empty] | pre78 | 7 | 0.96
[5 empty] | 78-92 | 7 | 10.25
[5 empty] | 93-01 | 7 | 10.25
[5 empty] | pre78 | 9 | 0.96
[5 empty] | 78-92 | 9 | 10.25
[5 empty] | 93-01 | 9 | 10.25
[5 empty] | pre78 | 4 | 3.1
[5 empty] | 78-92 | 4 | 10.25
[5 empty] | 93-01 | 4 | 10.25
[5 empty] | pre78 | 12 | 3.1
[5 empty] | 78-92 | 12 | 10.25 |  |  | 14
[5 empty] | 93-01 | 12 | 10.25
[5 empty] | pre78 | 13 | 3.1
[5 empty] | 78-92 | 13 | 10.25
[5 empty] | 93-01 | 13 | 10.25
[7 empty] | Baseline Default |  | Code Default |  | Measure Default
| Measure ID | Measure Name | Unit | Version Update | Vintage | Climate Region | U-factor | SHGC | U-factor | SHGC | U-factor | SHGC | Source/Notes
| M7a & M7b | High Performance Windows | U-factor & SHGC | v6 | pre78 | 3 | 1.23 | 0.87 | Baseline | Baseline | 0.3 | 0.25 | Enlarge to view code source table
[5 empty] | 78-92 | 3 | 0.82 | 0.79
[5 empty] | 93-01 | 3 | 0.67 | 0.79
[5 empty] | pre78 | 7 | 1.23 | 0.87
[5 empty] | 78-92 | 7 | 1.15 | 0.87
[5 empty] | 93-01 | 7 | 0.67 | 0.79
[5 empty] | pre78 | 9 | 1.23 | 0.87
[5 empty] | 78-92 | 9 | 1.18 | 0.87
[5 empty] | 93-01 | 9 | 0.67 | 0.61
[5 empty] | pre78 | 4 | 1.23 | 0.87
[5 empty] | 78-92 | 4 | 0.82 | 0.79
[5 empty] | 93-01 | 4 | 0.67 | 0.79
[5 empty] | pre78 | 12 | 1.23 | 0.87
[5 empty] | 78-92 | 12 | 0.935 | 0.83
[5 empty] | 93-01 | 12 | 0.62 | 0.7
[5 empty] | pre78 | 13 | 1.23 | 0.87
[5 empty] | 78-92 | 13 | 1.14 | 0.87
[5 empty] | 93-01 | 13 | 0.57 | 0.55
| Measure ID | Measure Name | Unit | Version Update | Baseline Default | Code Default | Measure Default | Source/Notes
| M8.2 | Efficient Air Conditioner - SEER15 | SEER | v6 | 11.4 | 14 | 15 | http://www.law.cornell.edu/cfr/text/10/430.32
CFR Title 10 Section 430.32 ( c )
Baseline Default updated due to DEER2017 based on CLASS database.
| Measure ID | Measure Name | Unit | Version Update | Baseline Default | Code Default | Measure Default | Source/Notes
| M9.1 | Efficient Furnace - AFUE92 | AFUE | v4 | 80 | 80 | 92 | http://www.law.cornell.edu/cfr/text/10/430.32
| M9.2 | Efficient Furnace - AFUE95 | AFUE | v4 | Same as 9.1 | Same as 9.1 | 95 | CFR Title 10 Section 430.32 ( e )
| Measure ID | Measure Name | Unit | Version Update | Baseline Default | Code Default | Measure Default | Source/Notes
| M9.3 | Efficient Wall Furnace | AFUE | v4 | 62 | 66 | 70 | http://www.law.cornell.edu/cfr/text/10/430.32
CFR Title 10 Section 430.32 ( i )
| Measure ID | Measure Name | Unit | Version Update | Baseline Default | Code Default | Measure Default | Source/Notes
| M11 | Efficient Electric Water Heater | N/A | v4 | EF 86 | EF 95 | EF 200 | See DHW_Msr tab
| M12 | Efficient Gas Water Heater (EF 67) | N/A | v5 | EF 59 | EF 60 | EF 67 | See DHW_Msr tab
| M13 | Efficient Gas Water Heater (EF 70) | N/A | v5 | EF 59 | EF 60 | EF 70 | See DHW_Msr tab
| M14 | Tankless Gas Water Heater | N/A | v5 | EF 52 | EF 74 | EF 82 | See DHW_Msr tab
| M15 | Hot Water Pipe Wrap | N/A | v4 | None | None | Wrap 5 ft | See DHW_Msr tab
| M16 | Thermostatic Shut-Off Valve | N/A | v5 | None | None | Valve | See DHW_Msr tab
| M17 | Thermostatic Shut-Off Valve & Low-Flow | N/A | v5 | None | None | Valve & LF | See DHW_Msr tab
| M18 | Auto Diverting Tub Spout with Thermostatic Shut-Off Valve | N/A | v5 | None | None | Valve & TS | See DHW_Msr tab

## Lists (hidden)
listVintages | listClimateZones | Reference Climate Zone | listNumStories | listACType | listHeatType | listWaterHeatType | listYesNo | listFloorType | listPipeWrapOverride |  | listTSVOverride
(Select from list) | (Select from list) |  | (Select from list) | (Select from list) | (Select from list) | (Select from list) | No | (Select from list) |  | impact multiplier |  | impact multiplier
pre78 | 1 | 3 | 1 | AC | Furnace | Electric | Yes | Slab-on-grade | Wrap 10 ft | 2 | 1 | 1
78-92 | 2 | 4 | 2 | no AC | Wall Furnace | Gas |  | Crawlspace | Wrap 15 ft | 3 | 2 | 2
93-01 | 3 | 3 | [6 empty] | Wrap 20 ft | 4
| 4 | 4
| 5 | 3
| 6 | 7
| 7 | 7
| 8 | 7
| 9 | 9
| 10 | 9
| 11 | 13
| 12 | 12
| 13 | 13
| 14 | 13
| 15 | 13
| 16 | 12

## Transforms (hidden)
|  |  | 5 | kWh/SQFT
Transforms | Name | if Power | Example Input | Example Output
None | kWh |  | 5 | 5
SQRT | sqrt(kWh) |  | 2.2361 | 5
Inverse | 1/(kWh) |  | 0.2 | 5
Inverse SQRT | 1/sqrt(kWh) |  | 0.44721 | 5
Power 1 | (kWh)^0.89 | -2.25 | 0.02675 | 5
Power 2 | (kWh)^0.89 | -2.25 | 0.02675 | 5
Log | log(kWh) |  | 0.69897 | 5